## NRM 3 Logic and levels Tabl (2)
Category Code | Category Name | Sub-Category Code | Sub-Category Name | Asset Code | Asset Name | Asset Replacement Lifespan | Asset Replacement Cost | Asset Maintenance Lifespan | Asset Maintenance Cost | Asset Unit of Measurement | Asset Defect Title | Asset Defect Description | Recommended Defect Repair Action | Unit Defect Repair Cost
0 | Facilitating works (FW) | 0.1 | Toxic or hazardous contaminated material treatment | 0.1.1.1 | FW – Asbestos
0 | Facilitating works (FW) | 0.1 | Toxic or hazardous contaminated material treatment | 0.1.1.2 | FW – Toxic or hazardous insulations from existing services installations
0 | Facilitating works (FW) | 0.1 | Toxic or hazardous contaminated material treatment | 0.1.1.3 | FW – Control of chemical hazardous materials
0 | Facilitating works (FW) | 0.1 | Toxic or hazardous contaminated material treatment | 0.1.1.4 | FW – Safe disposal (included with items 1 to 3)
0 | Facilitating works (FW) | 0.1 | Toxic or hazardous contaminated material treatment | 0.1.2 | Contaminated land
0 | Facilitating works (FW) | 0.1 | Toxic or hazardous contaminated material treatment | 0.1.3.1 | Eradication of plant growth
0 | Facilitating works (FW) | 0.1 | Toxic or hazardous contaminated material treatment | 0.1.3.2 | FW – Eradication by chemical treatment
0 | Facilitating works (FW) | 0.2 | Major demolition works | 0.2.1 | Demolition works
0 | Facilitating works (FW) | 0.2 | Major demolition works | 0.2.2 | Soft strip works
0 | Facilitating works (FW) | 0.3 | Temporary support to adjacent structures | 0.3.1 | Temporary support to adjacent structures
0 | Facilitating works (FW) | 0.4 | Specialist groundworks | 0.4.1.1.1 | FW – Forming well points and well point equipment
0 | Facilitating works (FW) | 0.4 | Specialist groundworks | 0.4.1.1.3 | FW – Drain tubes and ring mains
0 | Facilitating works (FW) | 0.4 | Specialist groundworks | 0.4.1.1.4 | FW – Sumps
0 | Facilitating works (FW) | 0.4 | Specialist groundworks | 0.4.1.1.5 | FW – Pumps
0 | Facilitating works (FW) | 0.4 | Specialist groundworks | 0.4.2 | Soil stabilisation measures
0 | Facilitating works (FW) | 0.4 | Specialist groundworks | 0.4.3.1.1 | FW – Gas venting measures
0 | Facilitating works (FW) | 0.4 | Specialist groundworks | 0.4.3.1.2 | FW – Radon sumps
0 | Facilitating works (FW) | 0.4 | Specialist groundworks | 0.4.3.1.3 | FW – Vent pipes
0 | Facilitating works (FW) | 0.5 | Temporary diversion works | 0.5.1 | Temporary diversion works
0 | Facilitating works (FW) | 0.5 | Temporary diversion works | 0.5.2 | Temporary diversion to services
0 | Facilitating works (FW) | 0.5 | Temporary diversion works | 0.5.3 | Temporary diversion of waterways
0 | Facilitating works (FW) | 0.6 | Extraordinary site investigation works | 0.6.1 | Archaeological investigation
0 | Facilitating works (FW) | 0.6 | Extraordinary site investigation works | 0.6.2 | Reptile/wildlife mitigation measures
0 | Facilitating works (FW) | 0.6 | Extraordinary site investigation works | 0.6.3.1.1 | FW – Extraordinary site investigation measures
0 | Facilitating works (FW) | 0.6 | Extraordinary site investigation works | 0.6.3.2.2 | FW – Temporary screens, fences and barriers
1 | Substructure (SUB) | 1.1 | Substructure | 1.1.1 | Standard foundations
1 | Substructure (SUB) | 1.1 | Substructure | 1.1.1.1.15 | SUB – Filling cavities
1 | Substructure (SUB) | 1.1 | Substructure | 1.1.1.1.16 | SUB – Thermal insulation to cavities
1 | Substructure (SUB) | 1.1 | Substructure | 1.1.1.1.17 | SUB – Damp proofing courses
1 | Substructure (SUB) | 1.1 | Substructure | 1.1.2.14.1 | SUB – Monitoring subsidence
1 | Substructure (SUB) | 1.1 | Substructure | 1.1.3 | Lowest floor construction
1 | Substructure (SUB) | 1.1 | Substructure | 1.1.3.6.22 | SUB – Design joints to floor slabs
1 | Substructure (SUB) | 1.1 | Substructure | 1.1.3.8.29 | SUB – Floor outlets
1 | Substructure (SUB) | 1.1 | Substructure | 1.1.3.8.30 | SUB – Prefabricated floor channels
1 | Substructure (SUB) | 1.1 | Substructure | 1.1.3.9.28 | SUB – Internal manholes
1 | Substructure (SUB) | 1.1 | Substructure | 1.1.4 | Basement excavation
1 | Substructure (SUB) | 1.1 | Substructure | 1.1.5.1.19 | SUB – Instrumentation and monitoring
1 | Substructure (SUB) | 1.1 | Substructure | 1.1.5.1.7 | SUB – Waterproof tanking
1 | Substructure (SUB) | 1.1 | Substructure | 1.1.5.1.8 | SUB – Protective external tanking
1 | Substructure (SUB) | 1.1 | Substructure | 1.1.5.1.9 | SUB – Damp proofing and vapour barriers
1 | Substructure (SUB) | 1.1 | Substructure | 1.1.5.2.9 | SUB – Instrumentation and monitoring
2 | Superstructure | 2.1 | Frame | 2.1.1.1 | Frame – Structural steel
2 | Superstructure | 2.1 | Frame | 2.1.1.2.6 | Frame – Fire protective coating
2 | Superstructure | 2.1 | Frame | 2.1.2.1 | Frame – Space deck
2 | Superstructure | 2.1 | Frame | 2.1.2.2.5 | Frame – Fire protective coating
2 | Superstructure | 2.1 | Frame | 2.1.3.1 | Frame – Concrete casings
2 | Superstructure | 2.1 | Frame | 2.1.4.1 | Frame – Concrete columns
2 | Superstructure | 2.1 | Frame | 2.1.4.2 | Frame – Concrete beams
2 | Superstructure | 2.1 | Frame | 2.1.4.3 | Frame – Concrete walls
2 | Superstructure | 2.1 | Frame | 2.1.4.4 | Frame – Concrete forming openings
2 | Superstructure | 2.1 | Frame | 2.1.4.5.9 | Frame – Designed joints
2 | Superstructure | 2.1 | Frame | 2.1.5.1 | Frame – Timber
2 | Superstructure | 2.1 | Frame | 2.1.5.1.8 | Frame – Treatment to timber
2 | Superstructure | 2.1 | Frame | 2.1.5.1.9 | Frame – Site applied fire retarding paint
2 | Superstructure | 2.1 | Frame | 2.1.6.1 | Frame – Specialist
2 | Superstructure | 2.1 | Frame | 2.1.6.1.8 | Frame – Protective treatment
2 | Superstructure | 2.2 | Upper floors (UF) | 2.2.1.1 | UF – Concrete suspended floors
2 | Superstructure | 2.2 | Upper floors (UF) | 2.2.1.3.6 | UF – Design joints
2 | Superstructure | 2.2 | Upper floors (UF) | 2.2.1.5 | UF – Precast composite decking (concrete)
2 | Superstructure | 2.2 | Upper floors (UF) | 2.2.1.5.11 | UF – Re-grouting joints
2 | Superstructure | 2.2 | Upper floors (UF) | 2.2.1.6 | UF – Timber floors
2 | Superstructure | 2.2 | Upper floors (UF) | 2.2.1.7 | UF – Structural screeds
2 | Superstructure | 2.2 | Upper floors (UF) | 2.2.2.1 | UF – Balconies (purpose made)
2 | Superstructure | 2.2 | Upper floors (UF) | 2.2.3.1 | UF – Rainwater downpipes
2 | Superstructure | 2.2 | Upper floors (UF) | 2.2.3.2 | UF – Floor outlets
2 | Superstructure | 2.3 | Roof | 2.3.1.1 | Roof structure – pitched
2 | Superstructure | 2.3 | Roof | 2.3.1.1.1 | Roof – Decks and slabs
2 | Superstructure | 2.3 | Roof | 2.3.1.1.2 | Roof – Pitched structure
2 | Superstructure | 2.3 | Roof | 2.3.1.1.18 | Roof – Thermal insulation (laid in roof space)
2 | Superstructure | 2.3 | Roof | 2.3.1.4 | Roof structure – flat
2 | Superstructure | 2.3 | Roof | 2.3.2.1.1 | Roof cladding/coverings system
2 | Superstructure | 2.3 | Roof | 2.3.2.1.2 | Mastic asphalt – including underlay, flashings, etc. applicable to the roof covering system
2 | Superstructure | 2.3 | Roof | 2.3.2.2.3 | Roof – Photovoltaic device
2 | Superstructure | 2.3 | Roof | 2.3.2.2.6 | Roof – Thermal insulation
2 | Superstructure | 2.3 | Roof | 2.3.2.2.7 | Roof – Surface treatment
2 | Superstructure | 2.3 | Roof | 2.3.2.2.8 | Roof – Paving
2 | Superstructure | 2.3 | Roof | 2.3.2.2.9 | Roof – Green and roof gardens
2 | Superstructure | 2.3 | Roof | 2.3.2.2.10 | Roof – Planting to green roofs/roof garden
2 | Superstructure | 2.3 | Roof | 2.3.2.3.1 | Roof – Eaves and verge treatment
2 | Superstructure | 2.3 | Roof | 2.3.2.4 | Roof – Edge treatment to flat roofs
2 | Superstructure | 2.3 | Roof | 2.3.2.5 | Roof – Flashings
2 | Superstructure | 2.3 | Roof | 2.3.3.1.1 | Roof – Patent glazing
2 | Superstructure | 2.3 | Roof | 2.3.3.1.2 | Roof – Glazed roofing system
2 | Superstructure | 2.3 | Roof | 2.3.3.1.3 | Roof – Perspex roofing system
2 | Superstructure | 2.3 | Roof | 2.3.3.1.4 | Roof – Components flashings
2 | Superstructure | 2.3 | Roof | 2.3.4.1.1 | Roof – Gutters
2 | Superstructure | 2.3 | Roof | 2.3.4.1.3 | Roof – Symphonic roof drainage
2 | Superstructure | 2.3 | Roof | 2.3.4.1.4 | Roof – Rainwater heads
2 | Superstructure | 2.3 | Roof | 2.3.4.1.5 | Roof – Painting and anti-corrosion treatments
2 | Superstructure | 2.3 | Roof | 2.3.4.2.2 | Roof – Rainwater downpipes
2 | Superstructure | 2.3 | Roof | 2.3.5.1.1 | Roof lights skylights and openings
2 | Superstructure | 2.3 | Roof | 2.3.5.1.2 | Roof – Opening gear and frames, kerbs and glazing
2 | Superstructure | 2.3 | Roof | 2.3.5.1.3 | Roof – Sun pipes and tubes
2 | Superstructure | 2.3 | Roof | 2.3.5.1.4 | Roof – Pavement lights
2 | Superstructure | 2.3 | Roof | 2.3.5.1.5 | Roof – Hatches
2 | Superstructure | 2.3 | Roof | 2.3.5.1.6 | Roof – Access hatches
2 | Superstructure | 2.3 | Roof | 2.3.5.1.7 | Roof – Smoke vents
2 | Superstructure | 2.3 | Roof | 2.3.5.1.8 | Roof – Vents and roof cowls
2 | Superstructure | 2.3 | Roof | 2.3.6.1.1 | Roof – Turrets
2 | Superstructure | 2.3 | Roof | 2.3.6.1.2 | Roof – Wind vanes
2 | Superstructure | 2.3 | Roof | 2.3.6.1.3 | Roof – Spires
2 | Superstructure | 2.3 | Roof | 2.3.6.1.4 | Roof – False chimneys
2 | Superstructure | 2.3 | Roof | 2.3.6.1.5 | Roof – Enclosure
2 | Superstructure | 2.3 | Roof | 2.3.6.1.6 | Roof – Fall arrest systems
2 | Superstructure | 2.3 | Roof | 2.3.6.1.7 | Roof – Access systems for cleaning roof
2 | Superstructure | 2.3 | Roof | 2.3.6.1.8 | Roof – Edge protection
2 | Superstructure | 2.3 | Roof | 2.3.6.1.9 | Roof – Balustrades, handrails to roof edges
2 | Superstructure | 2.3 | Roof | 2.3.6.1.10 | Roof – Service walkways within roof voids
2 | Superstructure | 2.4 | Stairs and ramps | 2.4.1.1.1 | Stairs – Structures
2 | Superstructure | 2.4 | Stairs and ramps | 2.4.1.2.2 | Ramps – Access ramps
2 | Superstructure | 2.4 | Stairs and ramps | 2.4.2.1 | Stairs – Finishes – (state type e.g. timber, stone)
2 | Superstructure | 2.4 | Stairs and ramps | 2.4.2.2 | Ramps – Finishes – state type (e.g. timber, stone)
2 | Superstructure | 2.4 | Stairs and ramps | 2.4.3.1.1 | Stairs – Balustrades and handrails
2 | Superstructure | 2.4 | Stairs and ramps | 2.4.3.1.2 | Stairs – Balustrades and handrails to landings
2 | Superstructure | 2.4 | Stairs and ramps | 2.4.3.1.3 | Stairs – Balustrades/handrails to landings
2 | Superstructure | 2.4 | Stairs and ramps | 2.4.3.1.4 | Stairs – Applied coating and painting systems
2 | Superstructure | 2.4 | Stairs and ramps | 2.4.4.1.1 | Ladders – Fire escape
2 | Superstructure | 2.4 | Stairs and ramps | 2.4.4.1.2 | Ladders – Access
2 | Superstructure | 2.4 | Stairs and ramps | 2.4.4.1.3 | Ladders – Loft
2 | Superstructure | 2.4 | Stairs and ramps | 2.4.4.1.4 | Ladders – Applied coating and painting systems
2 | Superstructure | 2.4 | Stairs and ramps | 2.4.4.2.7 | Chutes – Fire escape
2 | Superstructure | 2.4 | Stairs and ramps | 2.4.4.3.7 | Slides – Fire escape
2 | Superstructure | 2.5 | External walls (EW) | 2.5.1.1.1 | EW – External enclosing walls (state type)
2 | Superstructure | 2.5 | External walls (EW) | 2.5.1.1.3 | EW – Parapet walls
2 | Superstructure | 2.5 | External walls (EW) | 2.5.1.1.5 | EW – Chimneys
2 | Superstructure | 2.5 | External walls (EW) | 2.5.1.1.7 | EW – Curtain walling
2 | Superstructure | 2.5 | External walls (EW) | 2.5.1.1.8 | EW – Structural glazing
2 | Superstructure | 2.5 | External walls (EW) | 2.5.1.1.9 | EW – Profiled sheet cladding systems
2 | Superstructure | 2.5 | External walls (EW) | 2.5.1.1.11 | EW – Opening vents
2 | Superstructure | 2.5 | External walls (EW) | 2.5.1.1.12 | EW – Integral blind
2 | Superstructure | 2.5 | External walls (EW) | 2.5.1.1.25 | EW – External decorations
2 | Superstructure | 2.5 | External walls (EW) | 2.5.1.1.27 | EW – Planted 'green' walls
2 | Superstructure | 2.5 | External walls (EW) | 2.5.2.6.10 | EW – Photovoltaic part of curtain walling
2 | Superstructure | 2.5 | External walls (EW) | 2.5.2.1 | External walls – state type (e.g. brickwork; cladding)
2 | Superstructure | 2.5 | External walls (EW) | 2.5.2.1.4 | EW – Parapet walls
2 | Superstructure | 2.5 | External walls (EW) | 2.5.2.1.6 | EW – Chimneys
2 | Superstructure | 2.5 | External walls (EW) | 2.5.2.1.8 | EW – Curtain walling
2 | Superstructure | 2.5 | External walls (EW) | 2.5.2.1.9 | EW – Structural glazing
2 | Superstructure | 2.5 | External walls (EW) | 2.5.2.6.22 | EW – External decorations
2 | Superstructure | 2.5 | External walls (EW) | 2.5.3.1 | EW – Vertical solar/rain screening
2 | Superstructure | 2.5 | External walls (EW) | 2.5.3.2.4 | EW – Brise soleil system
2 | Superstructure | 2.5 | External walls (EW) | 2.5.4.1 | EW – External soffits
2 | Superstructure | 2.5 | External walls (EW) | 2.5.4.2.6 | EW – Cornices
2 | Superstructure | 2.5 | External walls (EW) | 2.5.4.3.7 | EW – Shadow gaps
2 | Superstructure | 2.5 | External walls (EW) | 2.5.4.4.8 | EW – Access hatches
2 | Superstructure | 2.5 | External walls (EW) | 2.5.4.5.5 | EW – Decorations
2 | Superstructure | 2.5 | External walls (EW) | 2.5.5.1.1 | Walls – Low level or dwarf walls, balustrades, handrails and railing to external walkways
2 | Superstructure | 2.5 | External walls (EW) | 2.5.5.2.2 | Walls – Forming planters
2 | Superstructure | 2.5 | External walls (EW) | 2.5.5.3.3 | Walls – Combined balustrades and handrails
2 | Superstructure | 2.5 | External walls (EW) | 2.5.5.4.4 | Walls – Handrails
2 | Superstructure | 2.5 | External walls (EW) | 2.5.5.5.5 | Walls – Railings and barriers
2 | Superstructure | 2.5 | External walls (EW) | 2.5.5.6.6 | Walls – Juliet balconies
2 | Superstructure | 2.5 | External walls (EW) | 2.5.5.7.7 | Walls – Rainwater downpipes
2 | Superstructure | 2.5 | External walls (EW) | 2.5.5.8.7 | Walls – Floor outlets
2 | Superstructure | 2.5 | External walls (EW) | 2.5.6.1.1 | Walls – Window/facade cleaning cradles
2 | Superstructure | 2.5 | External walls (EW) | 2.5.6.1.2 | Walls – Combined facade/roof cleaning system
2 | Superstructure | 2.5 | External walls (EW) | 2.5.6.1.3 | Walls – Building maintenance units
2 | Superstructure | 2.5 | External walls (EW) | 2.5.6.1.4 | Walls – Other facade access systems
2 | Superstructure | 2.6 | Windows and external doors | 2.6.1.1.1 | External windows
2 | Superstructure | 2.6 | Windows and external doors | 2.6.1.1.2 | Windows – Ironmongery
2 | Superstructure | 2.6 | Windows and external doors | 2.6.1.1.8 | Windows – Solar/rain screening over cladding system
2 | Superstructure | 2.6 | Windows and external doors | 2.6.1.1.9 | Photovoltaic glazing (integral to window system)
2 | Superstructure | 2.6 | Windows and external doors | 2.6.1.1.10 | Canopies
2 | Superstructure | 2.6 | Windows and external doors | 2.6.1.1.11 | Windows – Protective film applied
2 | Superstructure | 2.6 | Windows and external doors | 2.6.1.1.14 | Windows (external) – Painting and decorating
2 | Superstructure | 2.6 | Windows and external doors | 2.6.1.2.3 | Windows – Louvres and panels
2 | Superstructure | 2.6 | Windows and external doors | 2.6.1.3.4 | Shop fronts
2 | Superstructure | 2.6 | Windows and external doors | 2.6.1.4.5 | RS – Roller shutters, sliding shutters, grilles
2 | Superstructure | 2.6 | Windows and external doors | 2.6.1.4.6 | RS – Fly screens and storm windows
2 | Superstructure | 2.6 | Windows and external doors | 2.6.1.4.7 | RS – Integral blinds to windows
2 | Superstructure | 2.6 | Windows and external doors | 2.6.1.4.12 | RS – External blinds, shutters, etc.
2 | Superstructure | 2.6 | Windows and external doors | 2.6.2.1.1 | ED – Entrance doors, frames, linings, doorsets
2 | Superstructure | 2.6 | Windows and external doors | 2.6.2.1.2 | ED – Entrance screens and doors, inc frames
2 | Superstructure | 2.6 | Windows and external doors | 2.6.2.1.4 | ED – Patio doors
2 | Superstructure | 2.6 | Windows and external doors | 2.6.2.1.8 | ED – Manual and automatic doors
2 | Superstructure | 2.6 | Windows and external doors | 2.6.2.1.11 | ED – Fanlights and side panels integral to doors
2 | Superstructure | 2.6 | Windows and external doors | 2.6.2.1.13 | ED – Ironmongery
2 | Superstructure | 2.6 | Windows and external doors | 2.6.2.1.14 | ED – Glazed vision panels
2 | Superstructure | 2.6 | Windows and external doors | 2.6.2.1.15 | Ed – Painting and decorating
2 | Superstructure | 2.6 | Windows and external doors | 2.6.2.1.16 | ED – Fly screens and storm windows
2 | Superstructure | 2.6 | Windows and external doors | 2.6.2.1.17 | ED – Integral blinds to doors
2 | Superstructure | 2.6 | Windows and external doors | 2.6.2.1.18 | ED – Solar / rain screen over cladding to doors
2 | Superstructure | 2.6 | Windows and external doors | 2.6.2.2.3 | ED – Revolving doors
2 | Superstructure | 2.6 | Windows and external doors | 2.6.2.3.7 | ED – External shop front doors
2 | Superstructure | 2.6 | Windows and external doors | 2.6.2.4.6 | ED – Roller shutters, sliding shutters in doors
2 | Superstructure | 2.6 | Windows and external doors | 2.6.2.5.5 | ED – Garage doors
2 | Superstructure | 2.6 | Windows and external doors | 2.6.2.6.9 | ED – Canopies, etc. providing protection
2 | Superstructure | 2.6 | Windows and external doors | 2.6.2.7.10 | ED – Grilles (fixed and folding)
2 | Superstructure | 2.6 | Windows and external doors | 2.6.2.8.12 | ED – Architraves
2 | Superstructure | 2.7 | Internal walls and partitions (IW) | 2.7.1.1 | IW – Walls and partitions – state type (block; timber)
2 | Superstructure | 2.7 | Internal walls and partitions (IW) | 2.7.1.1.3 | IW – Internal shop fronts
2 | Superstructure | 2.7 | Internal walls and partitions (IW) | 2.7.1.1.9 | IW – Borrowed lights/screens, etc.
2 | Superstructure | 2.7 | Internal walls and partitions (IW) | 2.7.1.1.17 | IW – Integral blinds in partitions
2 | Superstructure | 2.7 | Internal walls and partitions (IW) | 2.7.1.3.22 | IW – Fixed partitions
2 | Superstructure | 2.7 | Internal walls and partitions (IW) | 2.7.2.1.1 | IW – Balustrades and handrails
2 | Superstructure | 2.7 | Internal walls and partitions (IW) | 2.7.3.1.1 | IW – Moveable room dividers
2 | Superstructure | 2.7 | Internal walls and partitions (IW) | 2.7.4.1.1 | IW – Proprietary pre finished panel cubicles
2 | Superstructure | 2.8 | Internal doors (ID) | 2.8.1.1.1 | ID – Doors, inc. standard doors or purpose made doors
2 | Superstructure | 2.8 | Internal doors (ID) | 2.8.1.1.5 | ID – Glazed vision panels
2 | Superstructure | 2.8 | Internal doors (ID) | 2.8.1.1.6 | ID – Sliding and folding doors in fixed partitions
2 | Superstructure | 2.8 | Internal doors (ID) | 2.8.1.1.7 | ID – Hatches
2 | Superstructure | 2.8 | Internal doors (ID) | 2.8.1.1.8 | ID – Ironmongery
2 | Superstructure | 2.8 | Internal doors (ID) | 2.8.1.1.10 | ID – Painting and decorating
2 | Superstructure | 2.8 | Internal doors (ID) | 2.8.1.2.1.A | ID – Fire resisting doors
2 | Superstructure | 2.8 | Internal doors (ID) | 2.8.1.3.3 | ID – Door sets
2 | Superstructure | 2.8 | Internal doors (ID) | 2.8.1.4.4 | ID – Composite door and fanlight
2 | Superstructure | 2.8 | Internal doors (ID) | 2.8.1.5.8 | ID – Roller/sliding door
2 | Superstructure | 2.8 | Internal doors (ID) | 2.8.1.6.9 | ID – Architraves
3 | Internal finishes | 3.1 | Wall finishes (WF) | 3.1.1.1.1 | WF – Wall finishes (state type e.g. plaster; timber etc)
3 | Internal finishes | 3.1 | Wall finishes (WF) | 3.1.1.1.3 | WF – Plasterboard or other sheet linings
3 | Internal finishes | 3.1 | Wall finishes (WF) | 3.1.1.1.4 | WF – Specialist wall finishes
3 | Internal finishes | 3.1 | Wall finishes (WF) | 3.1.1.1.12 | WF – Acoustic Insulation
3 | Internal finishes | 3.1 | Wall finishes (WF) | 3.1.1.2.7 | WF – Picture and dado rail
3 | Internal finishes | 3.1 | Wall finishes (WF) | 3.1.1.3.8 | WF – Wall protection
3 | Internal finishes | 3.2 | Floor finishes (FF) | 3.2.1.1.1 | FF – Non structural screeds
3 | Internal finishes | 3.2 | Floor finishes (FF) | 3.2.1.1.2 | FF – Latex screeds
3 | Internal finishes | 3.2 | Floor finishes (FF) | 3.2.1.1.3 | FF – Chemical surface hardeners
3 | Internal finishes | 3.2 | Floor finishes (FF) | 3.2.1.1.4 | FF – Floating floors
3 | Internal finishes | 3.2 | Floor finishes (FF) | 3.2.1.1.5 | FF – Resin boned resilient layers
3 | Internal finishes | 3.2 | Floor finishes (FF) | 3.2.1.1.6 | FF – Insitu floor finishes
3 | Internal finishes | 3.2 | Floor finishes (FF) | 3.2.1.1.7 | FF – Hard tiled floor finishes
3 | Internal finishes | 3.2 | Floor finishes (FF) | 3.2.1.1.8 | FF – Wood block
3 | Internal finishes | 3.2 | Floor finishes (FF) | 3.2.1.1.9 | FF – Proprietary thin tiled and strip flooring
3 | Internal finishes | 3.2 | Floor finishes (FF) | 3.2.1.1.10 | FF – Floor painting and sealing
3 | Internal finishes | 3.2 | Floor finishes (FF) | 3.2.1.1.11 | FF – Carpets (edge fixed including underlay)
3 | Internal finishes | 3.2 | Floor finishes (FF) | 3.2.1.1.12 | FF – Tile/sheet floors
3 | Internal finishes | 3.2 | Floor finishes (FF) | 3.2.1.2.13 | FF – Timber sprung floor
3 | Internal finishes | 3.2 | Floor finishes (FF) | 3.2.1.3.17 | FF – Skirtings
3 | Internal finishes | 3.2 | Floor finishes (FF) | 3.2.1.4.18 | FF – Matwells
3 | Internal finishes | 3.2 | Floor finishes (FF) | 3.2.1.5.15 | FF – Finishes to swimming pools
3 | Internal finishes | 3.2 | Floor finishes (FF) | 3.2.1.6.19 | FF – Line markings
3 | Internal finishes | 3.2 | Floor finishes (FF) | 3.2.1.7.19 | FF – Numerals and symbols
3 | Internal finishes | 3.2 | Floor finishes (FF) | 3.2.2.1.1 | FF – Proprietary access floor system
3 | Internal finishes | 3.2 | Floor finishes (FF) | 3.2.2.2 | FF – Skirtings
3 | Internal finishes | 3.3 | Ceiling finishes (CF) | 3.3.1.1.1 | CF – Ceiling finishes
3 | Internal finishes | 3.3 | Ceiling finishes (CF) | 3.3.1.1.3 | CF – In-situ coatings applied to ceilings
3 | Internal finishes | 3.3 | Ceiling finishes (CF) | 3.3.1.1.4 | CF – Sprayed monolithic coatings
3 | Internal finishes | 3.3 | Ceiling finishes (CF) | 3.3.1.1.5 | CF – Painting and decorating to ceilings
3 | Internal finishes | 3.3 | Ceiling finishes (CF) | 3.3.1.1.7 | CF – Specialist ceiling finishes
3 | Internal finishes | 3.3 | Ceiling finishes (CF) | 3.3.1.2.6 | CF – Cornices and covings
3 | Internal finishes | 3.3 | Ceiling finishes (CF) | 3.3.2.1.1 | CF – Proprietary suspended ceiling systems, including suspension systems
3 | Internal finishes | 3.3 | Ceiling finishes (CF) | 3.3.2.1.3 | CF – Insitu coatings
3 | Internal finishes | 3.3 | Ceiling finishes (CF) | 3.3.2.1.4 | CF – Painting and decorating to false ceilings
3 | Internal finishes | 3.3 | Ceiling finishes (CF) | 3.3.2.2.5 | CF – Cornices and covings
3 | Internal finishes | 3.3 | Ceiling finishes (CF) | 3.3.2.3.7 | CF – Access hatches
3 | Internal finishes | 3.3 | Ceiling finishes (CF) | 3.3.3.1 | CF – Demountable suspended ceilings
3 | Internal finishes | 3.3 | Ceiling finishes (CF) | 3.3.3.2.6 | CF – Shadow gaps
3 | Internal finishes | 3.3 | Ceiling finishes (CF) | 3.3.3.3.7 | CF – Access hatches
4 | Fittings, furnishings and equipment | 4.1 | Fittings, furnishings and equipment (FFE) | 4.1.1.1 | FFE – Fittings (state type)
4 | Fittings, furnishings and equipment | 4.1 | Fittings, furnishings and equipment (FFE) | 4.1.1.1.1 | FFE – Counters, desks & benches and worktops
4 | Fittings, furnishings and equipment | 4.1 | Fittings, furnishings and equipment (FFE) | 4.1.1.1.2 | FFE – Mirrors
4 | Fittings, furnishings and equipment | 4.1 | Fittings, furnishings and equipment (FFE) | 4.1.1.1.3 | FFE – Curtains, tracks, etc.
4 | Fittings, furnishings and equipment | 4.1 | Fittings, furnishings and equipment (FFE) | 4.1.1.1.5 | FFE – Fireplace surrounds and hearths
4 | Fittings, furnishings and equipment | 4.1 | Fittings, furnishings and equipment (FFE) | 4.1.1.1.8 | FFE – Storage racks, shelving, etc.
4 | Fittings, furnishings and equipment | 4.1 | Fittings, furnishings and equipment (FFE) | 4.1.1.1.10 | FFE – Fitted seating upholstery
4 | Fittings, furnishings and equipment | 4.1 | Fittings, furnishings and equipment (FFE) | 4.1.1.2 | FFE – Furnishings (state type)
4 | Fittings, furnishings and equipment | 4.1 | Fittings, furnishings and equipment (FFE) | 4.1.1.2.4 | FFE – Blinds
4 | Fittings, furnishings and equipment | 4.1 | Fittings, furnishings and equipment (FFE) | 4.1.1.2.6 | FFE – Wall hangings
4 | Fittings, furnishings and equipment | 4.1 | Fittings, furnishings and equipment (FFE) | 4.1.1.2.7 | FFE – Loose carpets
4 | Fittings, furnishings and equipment | 4.1 | Fittings, furnishings and equipment (FFE) | 4.1.1.2.9 | FFE – Tables and chairs
4 | Fittings, furnishings and equipment | 4.1 | Fittings, furnishings and equipment (FFE) | 4.1.1.2.11 | FFE – Bedroom furniture
4 | Fittings, furnishings and equipment | 4.1 | Fittings, furnishings and equipment (FFE) | 4.1.1.2.13 | FFE – Lockers, hat and coal rails
4 | Fittings, furnishings and equipment | 4.1 | Fittings, furnishings and equipment (FFE) | 4.1.1.3.14 | FFE – Hand held firefighting equipment – Water, Co2 etc
4 | Fittings, furnishings and equipment | 4.1 | Fittings, furnishings and equipment (FFE) | 4.1.1.3.15 | FFE – Bins
4 | Fittings, furnishings and equipment | 4.1 | Fittings, furnishings and equipment (FFE) | 4.1.1.3.16 | FFE – Safes
4 | Fittings, furnishings and equipment | 4.1 | Fittings, furnishings and equipment (FFE) | 4.1.1.3.17 | FFE – Vacuum cleaners and cleaning equipment
4 | Fittings, furnishings and equipment | 4.1 | Fittings, furnishings and equipment (FFE) | 4.1.1.3.18 | FFE – Televisions, hi-fi and computers
4 | Fittings, furnishings and equipment | 4.1 | Fittings, furnishings and equipment (FFE) | 4.1.1.3.19 | FFE – Vending machines
4 | Fittings, furnishings and equipment | 4.1 | Fittings, furnishings and equipment (FFE) | 4.1.1.3.20 | FFE – Telephone booths and enclosure
4 | Fittings, furnishings and equipment | 4.1 | Fittings, furnishings and equipment (FFE) | 4.1.2.1.1 | FFE – Domestic kitchen units
4 | Fittings, furnishings and equipment | 4.1 | Fittings, furnishings and equipment (FFE) | 4.1.2.1.2 | FFE – Sinks and taps etc, part of kitchen units
4 | Fittings, furnishings and equipment | 4.1 | Fittings, furnishings and equipment (FFE) | 4.1.2.1.8 | FFE – Kitchen equipment (taken in 4.1.2.3 to 7)
4 | Fittings, furnishings and equipment | 4.1 | Fittings, furnishings and equipment (FFE) | 4.1.2.1.9 | FFE – Other kitchen fittings and equipment
4 | Fittings, furnishings and equipment | 4.1 | Fittings, furnishings and equipment (FFE) | 4.1.2.2.3 | FFE – Catering equipment (ovens, hobs, etc.)
4 | Fittings, furnishings and equipment | 4.1 | Fittings, furnishings and equipment (FFE) | 4.1.2.2.4 | FFE – Refrigerators/freezers
4 | Fittings, furnishings and equipment | 4.1 | Fittings, furnishings and equipment (FFE) | 4.1.2.2.5 | FFE – Dishwashers
4 | Fittings, furnishings and equipment | 4.1 | Fittings, furnishings and equipment (FFE) | 4.1.2.2.6 | FFE – White goods (e.g. washing machine, dryers)
4 | Fittings, furnishings and equipment | 4.1 | Fittings, furnishings and equipment (FFE) | 4.1.2.3.7 | FFE – Waste bins, towel racks
4 | Fittings, furnishings and equipment | 4.1 | Fittings, furnishings and equipment (FFE) | 4.1.3.1.1 | FFE – Special purpose fittings (type for particular buildings such as educational; hospitals, factories, defence, farming, fishing, etc.)
4 | Fittings, furnishings and equipment | 4.1 | Fittings, furnishings and equipment (FFE) | 4.1.3.2.1 | FFE – Special purpose furnishings (type for particular buildings such as educational; hospitals and other by function usage)
4 | Fittings, furnishings and equipment | 4.1 | Fittings, furnishings and equipment (FFE) | 4.1.3.3.1 | FFE – Special purpose equipment (type for particular buildings such as educational; hospitals and others by function usage)
4 | Fittings, furnishings and equipment | 4.1 | Fittings, furnishings and equipment (FFE) | 4.1.3.3.2 | FFE – Other special purpose fittings, furnishings and equipment (state type)
4 | Fittings, furnishings and equipment | 4.1 | Fittings, furnishings and equipment (FFE) | 4.1.4.1.1 | FFE – Directional signboards
4 | Fittings, furnishings and equipment | 4.1 | Fittings, furnishings and equipment (FFE) | 4.1.4.1.2 | FFE – Notice boards, white boards, etc.
4 | Fittings, furnishings and equipment | 4.1 | Fittings, furnishings and equipment (FFE) | 4.1.4.1.3 | FFE – Sign writing
4 | Fittings, furnishings and equipment | 4.1 | Fittings, furnishings and equipment (FFE) | 4.1.4.1.4 | FFE – Shop front lettering, emblems and symbols
4 | Fittings, furnishings and equipment | 4.1 | Fittings, furnishings and equipment (FFE) | 4.1.4.1.5 | FFE – Door or floor numbering or lettering
4 | Fittings, furnishings and equipment | 4.1 | Fittings, furnishings and equipment (FFE) | 4.1.4.1.6 | FFE – Nameplates, plaques and ID symbols
4 | Fittings, furnishings and equipment | 4.1 | Fittings, furnishings and equipment (FFE) | 4.1.4.1.7 | FFE – Lettering emblems and directional symbols
4 | Fittings, furnishings and equipment | 4.1 | Fittings, furnishings and equipment (FFE) | 4.1.5.1 | FFE – Works of art
4 | Fittings, furnishings and equipment | 4.1 | Fittings, furnishings and equipment (FFE) | 4.1.5.2.2 | FFE – Decorative features – including panels
4 | Fittings, furnishings and equipment | 4.1 | Fittings, furnishings and equipment (FFE) | 4.1.6.1.1 | FFE – Disabled access equipment
4 | Fittings, furnishings and equipment | 4.1 | Fittings, furnishings and equipment (FFE) | 4.1.6.1.2 | FFE – Other non-mechanical/electrical equipment
4 | Fittings, furnishings and equipment | 4.1 | Fittings, furnishings and equipment (FFE) | 4.1.6.2.2 | FFE – Removable Ladders
4 | Fittings, furnishings and equipment | 4.1 | Fittings, furnishings and equipment (FFE) | 4.1.7.1.2 | FFE – Planting container grown plants
4 | Fittings, furnishings and equipment | 4.1 | Fittings, furnishings and equipment (FFE) | 4.1.7.1.3 | FFE – Planting shrubs
4 | Fittings, furnishings and equipment | 4.1 | Fittings, furnishings and equipment (FFE) | 4.1.7.1.5 | FFE – Planting to containers
4 | Fittings, furnishings and equipment | 4.1 | Fittings, furnishings and equipment (FFE) | 4.1.7.1.7 | FFE – Watering feeding and maintenance
4 | Fittings, furnishings and equipment | 4.1 | Fittings, furnishings and equipment (FFE) | 4.1.7.4.8 | FFE – Replacement plants
4 | Fittings, furnishings and equipment | 4.1 | Fittings, furnishings and equipment (FFE) | 4.1.7.4.9 | FFE – Artificial plants
4 | Fittings, furnishings and equipment | 4.1 | Fittings, furnishings and equipment (FFE) | 4.1.7.2.1 | FFE – Internal prefabricated plant containers
4 | Fittings, furnishings and equipment | 4.1 | Fittings, furnishings and equipment (FFE) | 4.1.7.3.4 | FFE – Planting trees
4 | Fittings, furnishings and equipment | 4.1 | Fittings, furnishings and equipment (FFE) | 4.1.7.4.6 | FFE – Planting containers
4 | Fittings, furnishings and equipment | 4.1 | Fittings, furnishings and equipment (FFE) | 4.1.8.1 | FFE – Wires, nets and traps
4 | Fittings, furnishings and equipment | 4.1 | Fittings, furnishings and equipment (FFE) | 4.1.8.2.2 | FFE – Electronic and sonic systems
4 | Fittings, furnishings and equipment | 4.1 | Fittings, furnishings and equipment (FFE) | 4.1.8.3.3 | FFE – Bird repellent coatings
5 | Services | 5.1 | Sanitary appliances (SA) | 5.1.1.1.1 | SA – WC, slop hoppers, urinals/cisterns
5 | Services | 5.1 | Sanitary appliances (SA) | 5.1.1.1.2 | SA – Sinks
5 | Services | 5.1 | Sanitary appliances (SA) | 5.1.1.1.3 | SA – Wash basins
5 | Services | 5.1 | Sanitary appliances (SA) | 5.1.1.1.4 | SA – Bidets
5 | Services | 5.1 | Sanitary appliances (SA) | 5.1.1.1.5 | SA – Baths
5 | Services | 5.1 | Sanitary appliances (SA) | 5.1.1.1.6 | SA – Shower trays
5 | Services | 5.1 | Sanitary appliances (SA) | 5.1.1.1.7 | SA – Shower unit including head/hose
5 | Services | 5.1 | Sanitary appliances (SA) | 5.1.1.1.8 | SA – Shower booster pumps
5 | Services | 5.1 | Sanitary appliances (SA) | 5.1.1.1.9 | SA – Shower valves
5 | Services | 5.1 | Sanitary appliances (SA) | 5.1.1.1.10 | SA – Drinking fountains
5 | Services | 5.1 | Sanitary appliances (SA) | 5.1.1.1.11 | SA – Taps and waste fittings
5 | Services | 5.1 | Sanitary appliances (SA) | 5.1.1.1.12 | SA – Water saving devices
5 | Services | 5.1 | Sanitary appliances (SA) | 5.1.1.1.13 | SA – Automated controls and sensors
5 | Services | 5.1 | Sanitary appliances (SA) | 5.1.2.1.1 | SA – Shower cubicles
5 | Services | 5.1 | Sanitary appliances (SA) | 5.1.2.1.2 | SA – Bath/shower curtain and rails
5 | Services | 5.1 | Sanitary appliances (SA) | 5.1.2.1.3 | SA – Grab/support rail
5 | Services | 5.1 | Sanitary appliances (SA) | 5.1.2.1.4 | SA – Towel rails and holders
5 | Services | 5.1 | Sanitary appliances (SA) | 5.1.2.1.5 | SA – Hand dryers
5 | Services | 5.1 | Sanitary appliances (SA) | 5.1.2.1.6 | SA – Paper towel dispensers
5 | Services | 5.1 | Sanitary appliances (SA) | 5.1.2.1.7 | SA – Sanitary incinerators (towel disposal)
5 | Services | 5.1 | Sanitary appliances (SA) | 5.1.2.1.8 | SA – Macerators
5 | Services | 5.1 | Sanitary appliances (SA) | 5.1.2.1.9 | SA – Other sanitary fittings (state type)
5 | Services | 5.2 | Services equipment (SE) | 5.2.1.1.1 | SE – Catering equipment – state type
5 | Services | 5.2 | Services equipment (SE) | 5.2.1.1.2 | SE – Sinks – supplied with catering equipment
5 | Services | 5.2 | Services equipment (SE) | 5.2.1.1.3 | SE – Food storage equipment
5 | Services | 5.2 | Services equipment (SE) | 5.2.1.1.4 | SE – Other free standing/fixed equipment
5 | Services | 5.3 | Disposal installations (DI) | 5.3.1.1.1 | DI – Waste pipes and fittings
5 | Services | 5.3 | Disposal installations (DI) | 5.3.1.2.2 | DI – Discharge stacks and waste pipes
5 | Services | 5.3 | Disposal installations (DI) | 5.3.1.2.3 | DI – Ventilation stacks and pipes
5 | Services | 5.3 | Disposal installations (DI) | 5.3.1.2.4 | DI – Traps access points and rodding eyes
5 | Services | 5.3 | Disposal installations (DI) | 5.3.1.2.5 | DI – Pipeline assemblies
5 | Services | 5.3 | Disposal installations (DI) | 5.3.1.2.6 | DI – Floor channels and gratings
5 | Services | 5.3 | Disposal installations (DI) | 5.3.1.2.7 | DI – Sump pumps
5 | Services | 5.3 | Disposal installations (DI) | 5.3.2.1.1 | DI – Pipe work systems
5 | Services | 5.3 | Disposal installations (DI) | 5.3.2.1.2 | DI – Traps access points and rodding eyes
5 | Services | 5.3 | Disposal installations (DI) | 5.3.2.1.3 | DI – Gullies
5 | Services | 5.3 | Disposal installations (DI) | 5.3.2.1.5 | DI – Storage tanks and vessels
5 | Services | 5.3 | Disposal installations (DI) | 5.3.2.1.6 | DI – Settlement tanks
5 | Services | 5.3 | Disposal installations (DI) | 5.3.2.1.7 | DI – Effluent treatment plant
5 | Services | 5.3 | Disposal installations (DI) | 5.3.2.1.8 | DI – Dosing equipment
5 | Services | 5.3 | Disposal installations (DI) | 5.3.2.1.9 | DI – Sterilisation equipment
5 | Services | 5.3 | Disposal installations (DI) | 5.3.2.1.11 | DI – Thermal insulation
5 | Services | 5.3 | Disposal installations (DI) | 5.3.2.1.13 | DI – Control components
5 | Services | 5.3 | Disposal installations (DI) | 5.3.2.1.14 | DI – Monitoring equipment
5 | Services | 5.3 | Disposal installations (DI) | 5.3.2.1.15 | DI – Painting anti-corrosion treatments
5 | Services | 5.3 | Disposal installations (DI) | 5.3.3.1.1 | DI – Refuse input devices
| Services | . | Disposal installations (DI) | 5.3.3.1.2 | DI – Refuse chutes and ducts
| Services | . | Disposal installations (DI) | 5.3.3.1.3 | DI – Plant for compacting/macerating refuse
| Services | . | Disposal installations (DI) | 5.3.3.1.4 | DI – Refuse collection equipment
5 | Services | 5.3 | Disposal installations (DI) | 5.3.3.1.5 | DI – Incineration plant
5 | Services | 5.3 | Disposal installations (DI) | 5.3.3.1.6 | DI – Paper shredders
5 | Services | 5.3 | Disposal installations (DI) | 5.3.3.1.7 | DI – Safety devices
5 | Services | 5.4 | Water installations (WI) | 5.4.1.1.1 | WI – Pipe work systems
5 | Services | 5.4 | Water installations (WI) | 5.4.1.1.2 | WI – Valves
5 | Services | 5.4 | Water installations (WI) | 5.4.1.1.3 | WI – Water meters
5 | Services | 5.4 | Water installations (WI) | 5.4.1.1.4 | WI – Rising main to storage tanks
5 | Services | 5.4 | Water installations (WI) | 5.4.1.1.5 | WI – Trace heating
5 | Services | 5.4 | Water installations (WI) | 5.4.1.1.7 | WI – Thermal insulation
5 | Services | 5.4 | Water installations (WI) | 5.4.2.1.1 | WI – CW Pipe work systems
5 | Services | 5.4 | Water installations (WI) | 5.4.2.1.2 | WI – Valves
5 | Services | 5.4 | Water installations (WI) | 5.4.2.1.3 | WI – Water saving devices
5 | Services | 5.4 | Water installations (WI) | 5.4.2.1.4 | WI – Taps
5 | Services | 5.4 | Water installations (WI) | 5.4.2.1.5 | WI – Pumps
5 | Services | 5.4 | Water installations (WI) | 5.4.2.1.6 | WI – Pressurisation units
5 | Services | 5.4 | Water installations (WI) | 5.4.2.1.7 | WI – Pressure booster sets
5 | Services | 5.4 | Water installations (WI) | 5.4.2.1.8 | WI – Cold water storage tanks and cisterns
5 | Services | 5.4 | Water installations (WI) | 5.4.2.1.9 | WI – Trace heating
5 | Services | 5.4 | Water installations (WI) | 5.4.2.1.10 | WI – Instrumentation and controls
5 | Services | 5.4 | Water installations (WI) | 5.4.2.1.11 | WI – Thermal insulation
5 | Services | 5.4 | Water installations (WI) | 5.4.2.2.2 | WI – Storage tanks
5 | Services | 5.4 | Water installations (WI) | 5.4.2.3.12 | WI – Rainwater harvesting
5 | Services | 5.4 | Water installations (WI) | 5.4.2.3A.13 | WI – Grey water collection pipe systems
5 | Services | 5.4 | Water installations (WI) | 5.4.2.6.1 | WI – Train water points
5 | Services | 5.4 | Water installations (WI) | 5.4.2.6.2 | WI – Vehicle washing points
5 | Services | 5.4 | Water installations (WI) | 5.4.3.1.1 | WI – Hot water systems (vented or unvented)
5 | Services | 5.4 | Water installations (WI) | 5.4.3.1.2 | WI – Valves
5 | Services | 5.4 | Water installations (WI) | 5.4.3.1.3 | WI – Water saving devices
5 | Services | 5.4 | Water installations (WI) | 5.4.3.1.4 | WI – Taps
5 | Services | 5.4 | Water installations (WI) | 5.4.3.1.5 | WI – Pumps
5 | Services | 5.4 | Water installations (WI) | 5.4.3.1.6 | WI – Heat exchangers
5 | Services | 5.4 | Water installations (WI) | 5.4.3.1.7 | WI – Storage cylinders and calorifiers
5 | Services | 5.4 | Water installations (WI) | 5.4.3.1.8 | WI – Trace heating
5 | Services | 5.4 | Water installations (WI) | 5.4.3.1.9 | WI – Hot water storage tanks
5 | Services | 5.4 | Water installations (WI) | 5.4.3.1.10 | WI – Immersion heaters
5 | Services | 5.4 | Water installations (WI) | 5.4.3.1.11 | WI – Insulation combination units
5 | Services | 5.4 | Water installations (WI) | 5.4.3.1.12 | WI – Water softeners
5 | Services | 5.4 | Water installations (WI) | 5.4.3.1.13 | WI – Instrumentation and controls
5 | Services | 5.4 | Water installations (WI) | 5.4.3.1.14 | WI – Thermal insulation
5 | Services | 5.4 | Water installations (WI) | 5.4.4.1.1 | WI – Instant water heaters
5 | Services | 5.4 | Water installations (WI) | 5.4.4.1.2 | WI – Under-sink, multipoint and over sink units
5 | Services | 5.4 | Water installations (WI) | 5.4.5.1.1 | WI – Steam services pipe work systems
5 | Services | 5.4 | Water installations (WI) | 5.4.5.1.2 | WI – Valves
5 | Services | 5.4 | Water installations (WI) | 5.4.5.1.3 | WI – Steam reduction stations
5 | Services | 5.4 | Water installations (WI) | 5.4.5.1.4 | WI – Condensate receivers
5 | Services | 5.4 | Water installations (WI) | 5.4.5.1.5 | WI – Condensate pump sets
5 | Services | 5.4 | Water installations (WI) | 5.4.5.1.6 | WI – Steam connection units
5 | Services | 5.4 | Water installations (WI) | 5.4.5.1.7 | WI – Taps
5 | Services | 5.4 | Water installations (WI) | 5.4.5.1.8 | WI – Heat exchangers
5 | Services | 5.4 | Water installations (WI) | 5.4.5.1.9 | WI – Storage cylinders and calorifiers
5 | Services | 5.4 | Water installations (WI) | 5.4.5.1.10 | WI – Instrumentation and controls
5 | Services | 5.4 | Water installations (WI) | 5.4.5.1.11 | WI – Thermal insulation
5 | Services | 5.5 | Heat source (HS) | 5.5.1.1.1 | HS – Boilers Biomass
5 | Services | 5.5 | Heat source (HS) | 5.5.1.1.2 | HS – Boiler Gas/oil
5 | Services | 5.5 | Heat source (HS) | 5.5.1.1.2.A | HS – Boiler Steam
5 | Services | 5.5 | Heat source (HS) | 5.5.1.1.3 | HS – Coal-fired boiler plant and ancillary items
5 | Services | 5.5 | Heat source (HS) | 5.5.1.1.4 | HS – Boiler Electric
5 | Services | 5.5 | Heat source (HS) | 5.5.1.1.5 | HS – Packaged steam generators
5 | Services | 5.5 | Heat source (HS) | 5.5.1.1.6 | HS – Boiler Wood pellet
5 | Services | 5.5 | Heat source (HS) | 5.5.1.1.7 | HS – Central combined heat and power plant
5 | Services | 5.5 | Heat source (HS) | 5.5.1.1.8 | HS – Heat pumps
5 | Services | 5.5 | Heat source (HS) | 5.5.1.1.9 | HS – Ground source heating
5 | Services | 5.5 | Heat source (HS) | 5.5.1.1.10 | HS – Pumps
5 | Services | 5.5 | Heat source (HS) | 5.5.1.1.10.A | HS – Valves
5 | Services | 5.5 | Heat source (HS) | 5.5.1.1.11 | HS – Step down/non storage cylinders
5 | Services | 5.5 | Heat source (HS) | 5.5.1.1.12 | HS – Solar thermal panels
5 | Services | 5.5 | Heat source (HS) | 5.5.1.1.13 | HS – Other heat sources (air source heating)
5 | Services | 5.5 | Heat source (HS) | 5.5.1.1.14 | HS – Water tanks (header tanks)
5 | Services | 5.5 | Heat source (HS) | 5.5.1.1.15 | HS – Vibration isolation mountings
5 | Services | 5.5 | Heat source (HS) | 5.5.1.1.16 | HS – Instrumentation and controls
5 | Services | 5.5 | Heat source (HS) | 5.5.1.1.17 | HS – Forced draft fans
5 | Services | 5.5 | Heat source (HS) | 5.5.1.1.18 | HS – Gantries
5 | Services | 5.5 | Heat source (HS) | 5.5.1.1.19 | HS – Chimneys and flues
5 | Services | 5.5 | Heat source (HS) | 5.5.1.1.20 | HS – Forced draft extract
5 | Services | 5.6 | Space heating and air conditioning (SHAC) | 5.6.1.1.1 | SHAC – Central heating system
5 | Services | 5.6 | Space heating and air conditioning (SHAC) | 5.6.1.1.2 | SHAC – Heat distribution pipework systems
5 | Services | 5.6 | Space heating and air conditioning (SHAC) | 5.6.1.1.3 | SHAC – Heat emission units (e.g. radiators, etc.)
5 | Services | 5.6 | Space heating and air conditioning (SHAC) | 5.6.1.1.4 | SHAC – Under floor heating
5 | Services | 5.6 | Space heating and air conditioning (SHAC) | 5.6.1.1.5 | SHAC – Heating ceiling panels
5 | Services | 5.6 | Space heating and air conditioning (SHAC) | 5.6.1.1.6 | SHAC – Warm air heating
5 | Services | 5.6 | Space heating and air conditioning (SHAC) | 5.6.1.1.7 | SHAC – Convection systems
5 | Services | 5.6 | Space heating and air conditioning (SHAC) | 5.6.1.1.8 | SHAC – Fan assisted convection systems
5 | Services | 5.6 | Space heating and air conditioning (SHAC) | 5.6.1.1.9 | SHAC – Cable heating systems
5 | Services | 5.6 | Space heating and air conditioning (SHAC) | 5.6.1.1.10 | SHAC – Plenum air-heating systems
5 | Services | 5.6 | Space heating and air conditioning (SHAC) | 5.6.1.1.11 | SHAC – Off peak heating system
5 | Services | 5.6 | Space heating and air conditioning (SHAC) | 5.6.1.1.12 | SHAC – Distribution pipelines
5 | Services | 5.6 | Space heating and air conditioning (SHAC) | 5.6.1.1.13 | SHAC – Heated towel rails
5 | Services | 5.6 | Space heating and air conditioning (SHAC) | 5.6.1.1.14 | SHAC – Valves
5 | Services | 5.6 | Space heating and air conditioning (SHAC) | 5.6.1.1.15 | SHAC – Ductwork
5 | Services | 5.6 | Space heating and air conditioning (SHAC) | 5.6.1.1.16 | SHAC – Air handling equipment
5 | Services | 5.6 | Space heating and air conditioning (SHAC) | 5.6.1.1.17 | SHAC – Grilles and diffusers
5 | Services | 5.6 | Space heating and air conditioning (SHAC) | 5.6.1.1.18 | SHAC – Plate recuperator
5 | Services | 5.6 | Space heating and air conditioning (SHAC) | 5.6.1.1.19 | SHAC – Thermal wheel
5 | Services | 5.6 | Space heating and air conditioning (SHAC) | 5.6.1.1.20 | SHAC – Duct heat recovery – electric
5 | Services | 5.6 | Space heating and air conditioning (SHAC) | 5.6.1.1.21 | SHAC – Cables
5 | Services | 5.6 | Space heating and air conditioning (SHAC) | 5.6.1.1.22 | SHAC – Instrumentation and controls
5 | Services | 5.6 | Space heating and air conditioning (SHAC) | 5.6.1.1.23 | SHAC – Thermal insulation
5 | Services | 5.6 | Space heating and air conditioning (SHAC) | 5.6.2.1.1 | SHAC – Heat emitters
5 | Services | 5.6 | Space heating and air conditioning (SHAC) | 5.6.2.1.2 | SHAC – Chimneys and flues
5 | Services | 5.6 | Space heating and air conditioning (SHAC) | 5.6.2.1.3 | SHAC – Instrumentation and controls
5 | Services | 5.6 | Space heating and air conditioning (SHAC) | 5.6.3.1.1 | SHAC – Chilled beams
5 | Services | 5.6 | Space heating and air conditioning (SHAC) | 5.6.3.1.2 | SHAC – Terminal units – fan coils
5 | Services | 5.6 | Space heating and air conditioning (SHAC) | 5.6.3.1.3 | SHAC – Terminal units – VAV
5 | Services | 5.6 | Space heating and air conditioning (SHAC) | 5.6.3.1.4 | SHAC – Terminal units – VRV
5 | Services | 5.6 | Space heating and air conditioning (SHAC) | 5.6.3.1.5 | SHAC – Chillers
5 | Services | 5.6 | Space heating and air conditioning (SHAC) | 5.6.3.1.6 | SHAC – Central refrigeration plant
5 | Services | 5.6 | Space heating and air conditioning (SHAC) | 5.6.3.1.7 | SHAC – Cooling towers
5 | Services | 5.6 | Space heating and air conditioning (SHAC) | 5.6.3.1.8 | SHAC – Pipework systems
5 | Services | 5.6 | Space heating and air conditioning (SHAC) | 5.6.3.1.9 | SHAC – Cold and treated water feeds
5 | Services | 5.6 | Space heating and air conditioning (SHAC) | 5.6.3.1.10 | SHAC – Valves
5 | Services | 5.6 | Space heating and air conditioning (SHAC) | 5.6.3.1.11 | SHAC – Pumps
5 | Services | 5.6 | Space heating and air conditioning (SHAC) | 5.6.3.1.12 | SHAC – Distribution ductwork and fittings
5 | Services | 5.6 | Space heating and air conditioning (SHAC) | 5.6.3.1.13 | SHAC – Grilles and diffusers
5 | Services | 5.6 | Space heating and air conditioning (SHAC) | 5.6.3.1.13.A | SHAC – Fans
5 | Services | 5.6 | Space heating and air conditioning (SHAC) | 5.6.3.1.14 | SHAC – Air handling units
5 | Services | 5.6 | Space heating and air conditioning (SHAC) | 5.6.3.1.14.A | SHAC – Filters
5 | Services | 5.6 | Space heating and air conditioning (SHAC) | 5.6.3.1.15 | SHAC – Emission units
5 | Services | 5.6 | Space heating and air conditioning (SHAC) | 5.6.3.1.16 | SHAC – Instrumentation and controls
5 | Services | 5.6 | Space heating and air conditioning (SHAC) | 5.6.3.1.17 | SHAC – Thermal insulation
5 | Services | 5.6 | Space heating and air conditioning (SHAC) | 5.6.4.1.1 | SHAC – Air conditioning units
5 | Services | 5.6 | Space heating and air conditioning (SHAC) | 5.6.4.1.2 | SHAC – Pipe work systems
5 | Services | 5.6 | Space heating and air conditioning (SHAC) | 5.6.4.1.3 | SHAC – Valves
5 | Services | 5.6 | Space heating and air conditioning (SHAC) | 5.6.4.1.4 | SHAC – Ductwork system
5 | Services | 5.6 | Space heating and air conditioning (SHAC) | 5.6.4.1.5 | SHAC – Grilles and diffusers
5 | Services | 5.6 | Space heating and air conditioning (SHAC) | 5.6.4.1.5.A | SHAC – Fans
5 | Services | 5.6 | Space heating and air conditioning (SHAC) | 5.6.4.1.6 | SHAC – Instrumentation and controls
5 | Services | 5.6 | Space heating and air conditioning (SHAC) | 5.6.4.1.7 | SHAC – Thermal insulation
5 | Services | 5.6 | Space heating and air conditioning (SHAC) | 5.6.5.1.1 | SHAC – Terminal units – fan coils
5 | Services | 5.6 | Space heating and air conditioning (SHAC) | 5.6.5.1.2 | SHAC – Terminal units – VAV
5 | Services | 5.6 | Space heating and air conditioning (SHAC) | 5.6.5.1.3 | SHAC – Reverse cycle heat pump systems
5 | Services | 5.6 | Space heating and air conditioning (SHAC) | 5.6.5.1.4 | SHAC – Chillers
5 | Services | 5.6 | Space heating and air conditioning (SHAC) | 5.6.5.1.5 | SHAC – Pipe work systems
5 | Services | 5.6 | Space heating and air conditioning (SHAC) | 5.6.5.1.6 | SHAC – Valves
5 | Services | 5.6 | Space heating and air conditioning (SHAC) | 5.6.5.1.7 | SHAC – Pumps
5 | Services | 5.6 | Space heating and air conditioning (SHAC) | 5.6.5.1.8 | SHAC – Ductwork systems
5 | Services | 5.6 | Space heating and air conditioning (SHAC) | 5.6.5.1.9 | SHAC – Grilles and diffusers
5 | Services | 5.6 | Space heating and air conditioning (SHAC) | 5.6.5.1.9.A | SHAC – Fans
5 | Services | 5.6 | Space heating and air conditioning (SHAC) | 5.6.5.1.10 | SHAC – Air handling units
5 | Services | 5.6 | Space heating and air conditioning (SHAC) | 5.6.5.1.10.A | SHAC – AHU Filters
5 | Services | 5.6 | Space heating and air conditioning (SHAC) | 5.6.5.1.11 | SHAC – Emission units
5 | Services | 5.6 | Space heating and air conditioning (SHAC) | 5.6.5.1.12 | SHAC – Vibration isolation mountings
5 | Services | 5.6 | Space heating and air conditioning (SHAC) | 5.6.5.1.13 | SHAC – Instrumentation and controls
5 | Services | 5.6 | Space heating and air conditioning (SHAC) | 5.6.5.1.14 | SHAC – Thermal insulation
5 | Services | 5.6 | Space heating and air conditioning (SHAC) | 5.6.6.1.1 | SHAC – Split systems / DX systems
5 | Services | 5.6 | Space heating and air conditioning (SHAC) | 5.6.6.1.2 | SHAC – Pipework systems
5 | Services | 5.6 | Space heating and air conditioning (SHAC) | 5.6.6.1.3 | SHAC – Valves
5 | Services | 5.6 | Space heating and air conditioning (SHAC) | 5.6.6.1.4 | SHAC – Pumps
5 | Services | 5.6 | Space heating and air conditioning (SHAC) | 5.6.6.1.5 | SHAC – Ductwork system
5 | Services | 5.6 | Space heating and air conditioning (SHAC) | 5.6.6.1.6 | SHAC – Grilles and diffusers
5 | Services | 5.6 | Space heating and air conditioning (SHAC) | 5.6.6.1.6.A | SHAC – Fans
5 | Services | 5.6 | Space heating and air conditioning (SHAC) | 5.6.6.1.7 | SHAC – Vibration isolation mountings
5 | Services | 5.6 | Space heating and air conditioning (SHAC) | 5.6.6.1.8 | SHAC – Instrumentation and controls
5 | Services | 5.6 | Space heating and air conditioning (SHAC) | 5.6.6.1.9 | SHAC – Thermal insulation
5 | Services | 5.6 | Space heating and air conditioning (SHAC) | 5.6.7.1.1 | SHAC – Plenum air – heating systems
5 | Services | 5.6 | Space heating and air conditioning (SHAC) | 5.6.7.1.2 | SHAC – Central air conditioning systems – VAV
5 | Services | 5.6 | Space heating and air conditioning (SHAC) | 5.6.7.1.3 | SHAC – Humidifiers
5 | Services | 5.6 | Space heating and air conditioning (SHAC) | 5.6.7.1.4 | SHAC – Multi-zone air conditioning systems
5 | Services | 5.6 | Space heating and air conditioning (SHAC) | 5.6.7.1.5 | SHAC – Induction air conditioning systems
5 | Services | 5.6 | Space heating and air conditioning (SHAC) | 5.6.7.1.6 | SHAC – Hybrid air conditioning systems
5 | Services | 5.6 | Space heating and air conditioning (SHAC) | 5.6.7.1.7 | SHAC – Chillers
5 | Services | 5.6 | Space heating and air conditioning (SHAC) | 5.6.7.1.8 | SHAC – Air handling units
5 | Services | 5.6 | Space heating and air conditioning (SHAC) | 5.6.7.1.8.A | SHAVC – AHU Filters
5 | Services | 5.6 | Space heating and air conditioning (SHAC) | 5.6.7.1.9 | SHAC – Terminal units / emitters
5 | Services | 5.6 | Space heating and air conditioning (SHAC) | 5.6.7.1.10 | SHAC – Distribution pipelines systems
5 | Services | 5.6 | Space heating and air conditioning (SHAC) | 5.6.7.1.11 | SHAC – Valves
5 | Services | 5.6 | Space heating and air conditioning (SHAC) | 5.6.7.1.12 | SHAC – Pumps
5 | Services | 5.6 | Space heating and air conditioning (SHAC) | 5.6.7.1.13 | SHAC – Ductwork system
5 | Services | 5.6 | Space heating and air conditioning (SHAC) | 5.6.7.1.14 | SHAC – Grilles and diffusers
5 | Services | 5.6 | Space heating and air conditioning (SHAC) | 5.6.7.1.14.A | SHAC – Fans
5 | Services | 5.6 | Space heating and air conditioning (SHAC) | 5.6.7.1.15 | SHAC – Instrumentation and controls
5 | Services | 5.6 | Space heating and air conditioning (SHAC) | 5.6.7.1.16 | SHAC – Thermal insulation
5 | Services | 5.6 | Space heating and air conditioning (SHAC) | 5.6.8.1.1 | SHAC – Room air conditioning units
5 | Services | 5.6 | Space heating and air conditioning (SHAC) | 5.6.8.1.2 | SHAC – Clean room air conditioning units
5 | Services | 5.6 | Space heating and air conditioning (SHAC) | 5.6.8.1.3 | SHAC – Pipework systems
5 | Services | 5.6 | Space heating and air conditioning (SHAC) | 5.6.8.1.4 | SHAC – Valves
5 | Services | 5.6 | Space heating and air conditioning (SHAC) | 5.6.8.1.5 | SHAC – Pumps
5 | Services | 5.6 | Space heating and air conditioning (SHAC) | 5.6.8.1.6 | SHAC – Ductwork system
5 | Services | 5.6 | Space heating and air conditioning (SHAC) | 5.6.8.1.7 | SHAC – Grilles and diffusers
5 | Services | 5.6 | Space heating and air conditioning (SHAC) | 5.6.8.1.7A | SHAC – Fans
5 | Services | 5.6 | Space heating and air conditioning (SHAC) | 5.6.8.1.8 | SHAC – Vibration isolation mountings
5 | Services | 5.6 | Space heating and air conditioning (SHAC) | 5.6.8.1.9 | SHAC – Instrumentation and controls
5 | Services | 5.6 | Space heating and air conditioning (SHAC) | 5.6.8.1.10 | SHAC – Thermal insulation
5 | Services | 5.6 | Space heating and air conditioning (SHAC) | 5.6.8.1.11 | SHAC – Air curtains
5 | Services | 5.7 | Ventilation systems (VS) | 5.7.1.1.1 | VS – Fans
5 | Services | 5.7 | Ventilation systems (VS) | 5.7.1.1.2 | VS – Air supply and extract
5 | Services | 5.7 | Ventilation systems (VS) | 5.7.1.1.2.A | VS – Fans
5 | Services | 5.7 | Ventilation systems (VS) | 5.7.1.1.3 | VS – Extract units/terminal units
5 | Services | 5.7 | Ventilation systems (VS) | 5.7.1.1.4 | VS – Fan units
5 | Services | 5.7 | Ventilation systems (VS) | 5.7.1.1.5 | VS – Ductwork systems
5 | Services | 5.7 | Ventilation systems (VS) | 5.7.1.1.6 | VS – Grilles and diffusers
5 | Services | 5.7 | Ventilation systems (VS) | 5.7.1.1.7 | VS – Distribution pipelines system
5 | Services | 5.7 | Ventilation systems (VS) | 5.7.1.1.8 | VS – Valves
5 | Services | 5.7 | Ventilation systems (VS) | 5.7.1.1.9 | VS – Pumps
5 | Services | 5.7 | Ventilation systems (VS) | 5.7.1.1.10 | VS – Vibration isolation mountings
5 | Services | 5.7 | Ventilation systems (VS) | 5.7.1.1.11 | VS – Instrumentation and controls
5 | Services | 5.7 | Ventilation systems (VS) | 5.7.2.1.1 | VS – Toilet extract system
5 | Services | 5.7 | Ventilation systems (VS) | 5.7.2.1.1.A | VS – Fans
5 | Services | 5.7 | Ventilation systems (VS) | 5.7.2.2.2 | VS – Kitchen ventilation units
5 | Services | 5.7 | Ventilation systems (VS) | 5.7.2.3.3 | VS – Safety cabinet and fume cupboards
5 | Services | 5.7 | Ventilation systems (VS) | 5.7.2.4.4 | VS – Fume extracts
5 | Services | 5.7 | Ventilation systems (VS) | 5.7.2.5.5 | VS – Dust collection units
5 | Services | 5.7 | Ventilation systems (VS) | 5.7.2.6.6 | VS – Anaesthetic gas extracts
5 | Services | 5.7 | Ventilation systems (VS) | 5.7.2.7.7 | VS – Cyclone systems
5 | Services | 5.7 | Ventilation systems (VS) | 5.7.2.8.8 | VS – Unit extract fans
5 | Services | 5.7 | Ventilation systems (VS) | 5.7.2.9.9 | VS – Rotating ventilators
5 | Services | 5.7 | Ventilation systems (VS) | 5.7.2.9.9.A | VS – Fans
5 | Services | 5.7 | Ventilation systems (VS) | 5.7.2.10.10 | VS – Roof-mounted ventilation units
5 | Services | 5.7 | Ventilation systems (VS) | 5.7.2.11.11 | VS – Car parking ventilation
5 | Services | 5.7 | Ventilation systems (VS) | 5.7.2.11.11.A | VS – Fans
5 | Services | 5.7 | Ventilation systems (VS) | 5.7.2.12.12 | VS – Ductwork system
5 | Services | 5.7 | Ventilation systems (VS) | 5.7.2.12.13 | VS – Grilles and diffusers
5 | Services | 5.7 | Ventilation systems (VS) | 5.7.2.12.13.A | VS – Fans
5 | Services | 5.7 | Ventilation systems (VS) | 5.7.2.12.14 | VS – Vibration isolation mountings
5 | Services | 5.7 | Ventilation systems (VS) | 5.7.2.12.15 | VS – Instrumentation and controls
5 | Services | 5.7 | Ventilation systems (VS) | 5.7.3.1.1 | VS – Smoke extract
5 | Services | 5.7 | Ventilation systems (VS) | 5.7.3.1.2 | VS – Automatic smoke compartmentalisation
5 | Services | 5.7 | Ventilation systems (VS) | 5.7.3.1.3 | VS – Fans
5 | Services | 5.7 | Ventilation systems (VS) | 5.7.3.1.4 | VS – Ductwork systems
5 | Services | 5.7 | Ventilation systems (VS) | 5.7.3.1.5 | VS – Grilles and diffusers
5 | Services | 5.7 | Ventilation systems (VS) | 5.7.3.1.6 | VS – Vibration isolation mountings
5 | Services | 5.7 | Ventilation systems (VS) | 5.7.3.1.7 | VS – Instrumentation and controls
5 | Services | 5.8 | Electrical installations (EI) | 5.8.1.1.1 | EI – LV distribution
5 | Services | 5.8 | Electrical installations (EI) | 5.8.1.1.2 | EI – HV switch gear
5 | Services | 5.8 | Electrical installations (EI) | 5.8.1.1.3 | EI – LV switchgear and distribution boards
5 | Services | 5.8 | Electrical installations (EI) | 5.8.1.1.4 | EI – HV and LV cables and wiring
5 | Services | 5.8 | Electrical installations (EI) | 5.8.1.1.5 | EI – Conduits and cable trunking
5 | Services | 5.8 | Electrical installations (EI) | 5.8.1.1.6 | EI – Busbar trunking
5 | Services | 5.8 | Electrical installations (EI) | 5.8.1.1.7 | EI – Earthing and bonding
5 | Services | 5.8 | Electrical installations (EI) | 5.8.1.1.8 | EI – Transformers
5 | Services | 5.8 | Electrical installations (EI) | 5.8.1.1.9 | EI – Fuse pillars, base units, etc.
5 | Services | 5.8 | Electrical installations (EI) | 5.8.1.1.10 | EI – Surge protection
5 | Services | 5.8 | Electrical installations (EI) | 5.8.1.1.11 | EI – Electricity monitoring system
5 | Services | 5.8 | Electrical installations (EI) | 5.8.2.1.1 | EI – General LV power installations
5 | Services | 5.8 | Electrical installations (EI) | 5.8.2.1.2 | EI – Extra LV supply installations
5 | Services | 5.8 | Electrical installations (EI) | 5.8.2.1.3 | EI – DC installations
5 | Services | 5.8 | Electrical installations (EI) | 5.8.2.1.4 | EI – Distribution boards (PDUs)
5 | Services | 5.8 | Electrical installations (EI) | 5.8.2.1.5 | EI – UPS system
5 | Services | 5.8 | Electrical installations (EI) | 5.8.2.1.6 | EI – Cables and wiring
5 | Services | 5.8 | Electrical installations (EI) | 5.8.2.1.7 | EI – Conduits and cable trunking
5 | Services | 5.8 | Electrical installations (EI) | 5.8.2.1.8 | EI – Earthing and bonding
5 | Services | 5.8 | Electrical installations (EI) | 5.8.2.1.9 | EI – Socket outlets
5 | Services | 5.8 | Electrical installations (EI) | 5.8.2.1.11 | EI – Specialist power installations
5 | Services | 5.8 | Electrical installations (EI) | 5.8.2.2.14.A | EI – PAT Testing
5 | Services | 5.8 | Electrical installations (EI) | 5.8.2.2.14.B | EI – Fixed electrical wire testing
5 | Services | 5.8 | Electrical installations (EI) | 5.8.3.1.1 | EI – Light fittings – general
5 | Services | 5.8 | Electrical installations (EI) | 5.8.3.1.2 | EI – Emergency lighting
5 | Services | 5.8 | Electrical installations (EI) | 5.8.3.1.3 | EI – External lighting
5 | Services | 5.8 | Electrical installations (EI) | 5.8.3.1.4 | EI – LV switchgear and distribution boards
5 | Services | 5.8 | Electrical installations (EI) | 5.8.3.1.5 | EI – Cables and wiring
5 | Services | 5.8 | Electrical installations (EI) | 5.8.3.1.6 | EI – Conduits and cable trunking
5 | Services | 5.8 | Electrical installations (EI) | 5.8.3.1.7 | EI – Earthing and bonding
5 | Services | 5.8 | Electrical installations (EI) | 5.8.3.1.8 | EI – Fittings to lighting points
5 | Services | 5.8 | Electrical installations (EI) | 5.8.3.1.9 | EI – Lighting switches
5 | Services | 5.8 | Electrical installations (EI) | 5.8.3.1.10 | EI – Luminaries/lamps
5 | Services | 5.8 | Electrical installations (EI) | 5.8.3.1.11 | EI – Lighting control equipment
5 | Services | 5.8 | Electrical installations (EI) | 5.8.4.1.1 | EI – Illuminated display units
5 | Services | 5.8 | Electrical installations (EI) | 5.8.4.1.2 | EI – Studio lighting
5 | Services | 5.8 | Electrical installations (EI) | 5.8.4.1.3 | EI – Auditorium lighting
5 | Services | 5.8 | Electrical installations (EI) | 5.8.4.1.4 | EI – Arena lighting
5 | Services | 5.8 | Electrical installations (EI) | 5.8.4.1.5 | EI – Operating theatre lighting
5 | Services | 5.8 | Electrical installations (EI) | 5.8.4.1.6 | EI – LV switchgear and distribution boards
5 | Services | 5.8 | Electrical installations (EI) | 5.8.4.1.7 | EI – Cables and wiring
5 | Services | 5.8 | Electrical installations (EI) | 5.8.4.1.8 | EI – Conduits and cable trunking
5 | Services | 5.8 | Electrical installations (EI) | 5.8.4.1.9 | EI – Earthing and bonding
5 | Services | 5.8 | Electrical installations (EI) | 5.8.4.1.10 | EI – Fittings to lighting points
5 | Services | 5.8 | Electrical installations (EI) | 5.8.4.1.11 | EI – Switches
5 | Services | 5.8 | Electrical installations (EI) | 5.8.4.1.12 | EI – Luminaries/lamps
5 | Services | 5.8 | Electrical installations (EI) | 5.8.4.1.13 | EI – Lighting gantries
5 | Services | 5.8 | Electrical installations (EI) | 5.8.4.1.14 | EI – Lighting control equipment
5 | Services | 5.8 | Electrical installations (EI) | 5.8.5.1.1 | EI – Standby generator
5 | Services | 5.8 | Electrical installations (EI) | 5.8.5.1.2 | EI – Ancillary cables and wiring
5 | Services | 5.8 | Electrical installations (EI) | 5.8.5.4.1 | EI – Wind turbines
5 | Services | 5.8 | Electrical installations (EI) | 5.8.5.5.2 | EI – Photovoltaic devices
5 | Services | 5.8 | Electrical installations (EI) | 5.8.5.5.3 | EI – Solar collectors
5 | Services | 5.8 | Electrical installations (EI) | 5.8.5.6.4 | EI – Other transformation devices
5 | Services | 5.8 | Electrical installations (EI) | 5.8.5.4.5 | EI – Generators
5 | Services | 5.8 | Electrical installations (EI) | 5.8.5.4.6 | EI – Ancillary cables and wiring, etc.
5 | Services | 5.8 | Electrical installations (EI) | 5.8.6.1.1 | EI – Earthing and bonding cables
5 | Services | 5.8 | Electrical installations (EI) | 5.8.6.1.2 | EI – Protective conductor earthing
5 | Services | 5.8 | Electrical installations (EI) | 5.8.6.1.3.A | EI – Hazardous areas (electrics) earthing
5 | Services | 5.9 | Fuel installations | 5.9.1.1.1 | Fuel systems – oil, petrol, diesel and liquified petroleum gas, biomass and others
5 | Services | 5.9 | Fuel installations | 5.9.1.1.2 | Fuel – Storage tanks and vessels
5 | Services | 5.9 | Fuel installations | 5.9.1.1.5 | Fuel – Thermal insulation
5 | Services | 5.9 | Fuel installations | 5.9.2.1.1 | Fuel systems – oil, petrol, diesel and liquified petroleum gas, biomass and others
5 | Services | 5.9 | Fuel installations | 5.9.2.1.2 | Fuel – Pipework systems
5 | Services | 5.9 | Fuel installations | 5.9.2.1.3 | Fuel – Pumps
5 | Services | 5.9 | Fuel installations | 5.9.2.1.3.A | Flue – Valves
5 | Services | 5.9 | Fuel installations | 5.9.2.1.4 | Flue – Bracketry
5 | Services | 5.9 | Fuel installations | 5.9.2.1.5 | Fuel – Gas distribution components
5 | Services | 5.9 | Fuel installations | 5.9.2.1.6 | Fuel – Terminal control equipment
5 | Services | 5.9 | Fuel installations | 5.9.2.1.7 | Fuel – Thermal insulation
5 | Services | 5.9 | Fuel installations | 5.9.2.1.8 | Fuel – Monitoring equipment
5 | Services | 5.10 | Lift and conveyor installations | 5.10.1.1.1 | Lifts – Complete lift installations
5 | Services | 5.10 | Lift and conveyor installations | 5.10.1.1.2 | Lifts – Fire fighting
5 | Services | 5.10 | Lift and conveyor installations | 5.10.1.2.3 | Lifts – Wall climbing
5 | Services | 5.10 | Lift and conveyor installations | 5.10.1.2.4 | Lifts – Gantries, trolley and blocks
5 | Services | 5.10 | Lift and conveyor installations | 5.10.1.2.5 | Lifts controls and electrical works
5 | Services | 5.10 | Lift and conveyor installations | 5.10.1.3.1 | Lifts – Complete lift installations
5 | Services | 5.10 | Lift and conveyor installations | 5.10.1.6.1 | Hoists, kitchen service and dumb waiters
5 | Services | 5.10 | Lift and conveyor installations | 5.10.1.6.2 | Complete hoist installations
5 | Services | 5.10 | Lift and conveyor installations | 5.10.1.6.3 | Controls and electrical works
5 | Services | 5.10 | Lift and conveyor installations | 5.10.2.1.1 | Escalators
5 | Services | 5.10 | Lift and conveyor installations | 5.10.2.1.2 | Ancillary components
5 | Services | 5.10 | Lift and conveyor installations | 5.10.2.1.3 | Controls and electrical works
5 | Services | 5.10 | Lift and conveyor installations | 5.10.3.1.1 | Moving platforms
5 | Services | 5.10 | Lift and conveyor installations | 5.10.3.1.2 | Travelators
5 | Services | 5.10 | Lift and conveyor installations | 5.10.3.1.3 | Stair lifts
5 | Services | 5.10 | Lift and conveyor installations | 5.10.3.1.4 | Controls and electrical works
5 | Services | 5.10 | Lift and conveyor installations | 5.10.4.1.1 | Complete powered stair life installations
5 | Services | 5.10 | Lift and conveyor installations | 5.10.4.1.2 | Controls and electrical works
5 | Services | 5.10 | Lift and conveyor installations | 5.10.5.1.1 | Complete conveyor systems
5 | Services | 5.10 | Lift and conveyor installations | 5.10.5.1.2 | Specialist system (baggage handling)
5 | Services | 5.10 | Lift and conveyor installations | 5.10.5.1.3 | Controls and electrical works
5 | Services | 5.10 | Lift and conveyor installations | 5.10.5.2.1 | Complete conveyor systems
5 | Services | 5.10 | Lift and conveyor installations | 5.10.5.2.3 | Controls and electrical works
5 | Services | 5.10 | Lift and conveyor installations | 5.10.6.1.1 | Dock levellers, including canopy
5 | Services | 5.10 | Lift and conveyor installations | 5.10.6.1.3 | Controls and electrical works
5 | Services | 5.10 | Lift and conveyor installations | 5.10.6.2.2 | Scissor lifts
5 | Services | 5.10 | Lift and conveyor installations | 5.10.6.2.3 | Controls and electrical works
5 | Services | 5.10 | Lift and conveyor installations | 5.10.7.1.1 | Cranes
5 | Services | 5.10 | Lift and conveyor installations | 5.10.7.1.4 | Controls and electrical works
5 | Services | 5.10 | Lift and conveyor installations | 5.10.7.2.2 | Travelling cranes
5 | Services | 5.10 | Lift and conveyor installations | 5.10.7.2.4 | Controls and electrical works
5 | Services | 5.10 | Lift and conveyor installations | 5.10.7.3.3 | Unenclosed hoists and other lifting systems
5 | Services | 5.10 | Lift and conveyor installations | 5.10.7.3.4 | Controls and electrical works
5 | Services | 5.10 | Lift and conveyor installations | 5.10.8.1.1 | Car lifts
5 | Services | 5.10 | Lift and conveyor installations | 5.10.8.1.3 | Controls and electrical works
5 | Services | 5.10 | Lift and conveyor installations | 5.10.8.2.2 | Car stacking
5 | Services | 5.10 | Lift and conveyor installations | 5.10.8.2.3 | Controls and electrical works
5 | Services | 5.10 | Lift and conveyor installations | 5.10.8.3.3 | Vehicle turntables
5 | Services | 5.10 | Lift and conveyor installations | 5.10.8.3.3B | Controls and electrical works
5 | Services | 5.10 | Lift and conveyor installations | 5.10.9.1.1.A | Document handling/delivery systems
5 | Services | 5.10 | Lift and conveyor installations | 5.10.9.1.2 | Controls and electrical works
5 | Services | 5.10 | Lift and conveyor installations | 5.10.9.2.1.B | Warehouse picking systems
5 | Services | 5.10 | Lift and conveyor installations | 5.10.9.2.2 | Controls and electrical works
| Services | . | Lift and conveyor installations | 5.10.9.3.1.C | Other systems (state type)
5 | Services | 5.10 | Lift and conveyor installations | 5.10.9.3.2 | Controls and electrical works
5 | Services | 5.10 | Lift and conveyor installations | 5.10.10.1.1 | Lifts – Paternoster
5 | Services | 5.10 | Lift and conveyor installations | 5.10.10.1.2 | Hoist for moving people with disability
5 | Services | 5.10 | Lift and conveyor installations | 5.10.10.1.3 | Other transport systems
5 | Services | 5.10 | Lift and conveyor installations | 5.10.10.1.4 | Controls and electrical works
5 | Services | 5.11 | Fire and lightning protection | 5.11.1.1.1 | Fire hose reels – inc. pressure booster sets
5 | Services | 5.11 | Fire and lightning protection | 5.11.1.1.4 | Distribution pipeline systems
5 | Services | 5.11 | Fire and lightning protection | 5.11.1.1.5 | Thermal insulation
5 | Services | 5.11 | Fire and lightning protection | 5.11.1.1.6 | Control components
5 | Services | 5.11 | Fire and lightning protection | 5.11.1.2.2 | Dry risers
5 | Services | 5.11 | Fire and lightning protection | 5.11.1.2.4 | Distribution pipeline systems
5 | Services | 5.11 | Fire and lightning protection | 5.11.1.2.5 | Thermal insulation
5 | Services | 5.11 | Fire and lightning protection | 5.11.1.3.3 | Wet risers
5 | Services | 5.11 | Fire and lightning protection | 5.11.1.3.4 | Distribution pipeline systems
5 | Services | 5.11 | Fire and lightning protection | 5.11.1.3.5 | Thermal insulation
5 | Services | 5.11 | Fire and lightning protection | 5.11.1.4.7 | Fire and smoke protection curtains
5 | Services | 5.11 | Fire and lightning protection | 5.11.1.4.6 | Control components
5 | Services | 5.11 | Fire and lightning protection | 5.11.1.5 | Other fire fighting systems (state type)
5 | Services | 5.11 | Fire and lightning protection | 5.11.1.5.4 | Distribution pipeline systems
5 | Services | 5.11 | Fire and lightning protection | 5.11.1.5.5 | Thermal insulation
5 | Services | 5.11 | Fire and lightning protection | 5.11.1.5.6 | Control components
5 | Services | 5.11 | Fire and lightning protection | 5.11.2.1.1 | Sprinklers – inc. control devices and sprinkler heads
5 | Services | 5.11 | Fire and lightning protection | 5.11.2.2.2 | Deluge systems
5 | Services | 5.11 | Fire and lightning protection | 5.11.2.3.3 | Gas fire fighting systems
5 | Services | 5.11 | Fire and lightning protection | 5.11.2.4.4 | Foam fighting systems
5 | Services | 5.11 | Fire and lightning protection | 5.11.2.5.5 | Distribution pipelines system
5 | Services | 5.11 | Fire and lightning protection | 5.11.2.5.6 | Water tanks and cisterns for firefighting
5 | Services | 5.11 | Fire and lightning protection | 5.11.2.5.7 | Thermal insulation
5 | Services | 5.11 | Fire and lightning protection | 5.11.2.5.8 | Control components
5 | Services | 5.11 | Fire and lightning protection | 5.11.3.1.1 | Bonded steel frame/tape based systems
5 | Services | 5.11 | Fire and lightning protection | 5.11.3.1.2 | Finials
5 | Services | 5.11 | Fire and lightning protection | 5.11.3.1.3 | Conductor tapes
5 | Services | 5.11 | Fire and lightning protection | 5.11.3.1.4 | Grounding/earthing
5 | Services | 5.12 | Communication, security and control systems | 5.12.1.1.1 | General communications and PA systems
5 | Services | 5.12 | Communication, security and control systems | 5.12.1.2.1 | Computer networking, modems, etc.
5 | Services | 5.12 | Communication, security and control systems | 5.12.1.2.2 | Multiplexes data terminals
5 | Services | 5.12 | Communication, security and control systems | 5.12.1.3.1 | Aerials, radio and paging equipment
5 | Services | 5.12 | Communication, security and control systems | 5.12.1.3.2 | Emergency call buttons, pull cords etc.
5 | Services | 5.12 | Communication, security and control systems | 5.12.1.3.3 | Paging and emergency call systems
5 | Services | 5.12 | Communication, security and control systems | 5.12.1.3.4 | Hospital patients call points
5 | Services | 5.12 | Communication, security and control systems | 5.12.1.3.5 | Cell call systems
5 | Services | 5.12 | Communication, security and control systems | 5.12.1.3.6 | Personal receivers
5 | Services | 5.12 | Communication, security and control systems | 5.12.1.4.1 | Public address system
5 | Services | 5.12 | Communication, security and control systems | 5.12.1.4.2 | Conference audio facilities
5 | Services | 5.12 | Communication, security and control systems | 5.12.1.4.3 | Induction loop systems
5 | Services | 5.12 | Communication, security and control systems | 5.12.1.4.4 | Hospital radio facilities
5 | Services | 5.12 | Communication, security and control systems | 5.12.1.4.5 | Background noise systems
5 | Services | 5.12 | Communication, security and control systems | 5.12.1.4.6 | Microphones, amplifiers and speakers
5 | Services | 5.12 | Communication, security and control systems | 5.12.1.4.7 | Indicator boards
5 | Services | 5.12 | Communication, security and control systems | 5.12.1.5.1 | Cable and satellite systems
5 | Services | 5.12 | Communication, security and control systems | 5.12.1.5.2 | Receivers and other ancillaries
5 | Services | 5.12 | Communication, security and control systems | 5.12.1.6.1 | Cinematographic equipment
5 | Services | 5.12 | Communication, security and control systems | 5.12.1.6.2 | Fixed and portable projectors
5 | Services | 5.12 | Communication, security and control systems | 5.12.1.6.3 | Screens and back projection equipment
5 | Services | 5.12 | Communication, security and control systems | 5.12.1.6.4 | Sound equipment
5 | Services | 5.12 | Communication, security and control systems | 5.12.1.7 | Fire detection and alarm systems
5 | Services | 5.12 | Communication, security and control systems | 5.12.1.7.1 | Carbon dioxide sensor
5 | Services | 5.12 | Communication, security and control systems | 5.12.1.7.2 | Heat detector
5 | Services | 5.12 | Communication, security and control systems | 5.12.1.7.7 | Call points automatic detection equipment
5 | Services | 5.12 | Communication, security and control systems | 5.12.1.8.1 | Smoke detectors
5 | Services | 5.12 | Communication, security and control systems | 5.12.1.8.2 | IT smoke detection system
5 | Services | 5.12 | Communication, security and control systems | 5.12.1.8.3 | Gas detector sensors
5 | Services | 5.12 | Communication, security and control systems | 5.12.1.8.4 | Batteries – lead acid – unsealed
5 | Services | 5.12 | Communication, security and control systems | 5.12.1.8.5 | Batteries – sealed
5 | Services | 5.12 | Communication, security and control systems | 5.12.1.8.6 | Battery charging equipment
5 | Services | 5.12 | Communication, security and control systems | 5.12.1.9 | Liquid detection systems
5 | Services | 5.12 | Communication, security and control systems | 5.12.1.10 | Clocks, card clocks and flexitime installations
5 | Services | 5.12 | Communication, security and control systems | 5.12.1.11 | Door entry systems
5 | Services | 5.12 | Communication, security and control systems | 5.12.1.12 | Radio and televisions
5 | Services | 5.12 | Communication, security and control systems | 5.12.1.13 | Television systems
5 | Services | 5.12 | Communication, security and control systems | 5.12.1.14 | TV monitors
5 | Services | 5.12 | Communication, security and control systems | 5.12.1.15 | Pneumatic message systems
5 | Services | 5.12 | Communication, security and control systems | 5.12.1.16 | Other comms systems
5 | Services | 5.12 | Communication, security and control systems | 5.12.2.1.1 | Surveillance systems
5 | Services | 5.12 | Communication, security and control systems | 5.12.2.2.2 | Security detection
5 | Services | 5.12 | Communication, security and control systems | 5.12.2.3.3 | Security alarm equipment
5 | Services | 5.12 | Communication, security and control systems | 5.12.2.4.4 | Access control systems
5 | Services | 5.12 | Communication, security and control systems | 5.12.2.5.5 | Burglar and security alarms
5 | Services | 5.12 | Communication, security and control systems | 5.12.2.6.6 | Door entry systems (audio and visual)
5 | Services | 5.12 | Communication, security and control systems | 5.12.2.7.7 | Security lights and lighting systems
5 | Services | 5.12 | Communication, security and control systems | 5.12.2.8.8 | Other security systems
5 | Services | 5.12 | Communication, security and control systems | 5.12.3.1.1 | Control panels for mechanical and electrical equipment
5 | Services | 5.12 | Communication, security and control systems | 5.12.3.1.2 | BMS and operating station systems
5 | Services | 5.12 | Communication, security and control systems | 5.12.3.1.4 | Controlling terminal units and switches
5 | Services | 5.12 | Communication, security and control systems | 5.12.3.1.5 | Control cabling and containment
5 | Services | 5.12 | Communication, security and control systems | 5.12.3.1.6 | Compressed air and vacuum operating controls
5 | Services | 5.12 | Communication, security and control systems | 5.12.3.2.3 | CAFM systems
5 | Services | 5.13 | Specialist installations | 5.13.1.1.1 | Medical and laboratory gas supply systems – including ancillary components (e.g. storage vessels, controls and alarms, etc.)
5 | Services | 5.13 | Specialist installations | 5.13.1.2.2 | Centralised vacuum cleaning systems – including vacuum pumps, blowers, etc.
5 | Services | 5.13 | Specialist installations | 5.13.1.3.3 | Treated water systems – including ancillary components (e.g. raw sewage storage tanks, chemical storage and vessels)
5 | Services | 5.13 | Specialist installations | 5.13.1.4.4 | Swimming pools water treatment systems – including ancillary components (e.g. filters vessels, chemical storage vessels, chemical dosing equipment storage vessels, etc.)
5 | Services | 5.13 | Specialist installations | 5.13.1.5.5 | Compressed air systems – including compressors and other ancillary components
5 | Services | 5.13 | Specialist installations | 5.13.1.6.6 | Vacuum installations – including ancillary components
5 | Services | 5.13 | Specialist installations | 5.13.1.7.7 | Other specialist piped supply systems
5 | Services | 5.13 | Specialist installations | 5.13.1.7.8 | Pipework systems
5 | Services | 5.13 | Specialist installations | 5.13.1.7.9 | Air duct lines and ancillaries and fittings
5 | Services | 5.13 | Specialist installations | 5.13.1.7.10 | Thermal insulation
5 | Services | 5.13 | Specialist installations | 5.13.1.7.11 | Silencers and acoustic treatment
5 | Services | 5.13 | Specialist installations | 5.13.1.7.12 | Control components
5 | Services | 5.13 | Specialist installations | 5.13.2.1.1 | Cold rooms
5 | Services | 5.13 | Specialist installations | 5.13.2.2.2 | Ice pads
5 | Services | 5.13 | Specialist installations | 5.13.2.3.3 | Other specialist refrigeration systems
5 | Services | 5.13 | Specialist installations | 5.13.3.1.1 | Wave machines
5 | Services | 5.13 | Specialist installations | 5.13.3.1.2 | Saunas
5 | Services | 5.13 | Specialist installations | 5.13.3.1.3 | Jacuzzis
5 | Services | 5.13 | Specialist installations | 5.13.3.1.4 | Swimming pools
5 | Services | 5.13 | Specialist installations | 5.13.3.1.5 | Other specialist installations (state type)
5 | Services | 5.13 | Specialist installations | 5.13.4.1.1 | Radio and television studio equipment
5 | Services | 5.12 | Specialist installations | 5.12.4.1.2 | Recoding studio equipment
5 | Services | 5.13 | Specialist installations | 5.13.4.1.3 | Television aerial and satellite systems
5 | Services | 5.13 | Specialist installations | 5.13.4.1.4 | Home cinemas
5 | Services | 5.13 | Specialist installations | 5.13.4.1.5 | Multi-room audio and video
5 | Services | 5.13 | Specialist installations | 5.13.4.1.6 | Automated curtains and blinds
5 | Services | 5.13 | Specialist installations | 5.13.4.1.7 | Other specialist electrical/electronic system
5 | Services | 5.13 | Specialist installations | 5.13.5.1.1 | Water features – inc. ornamental fountains and waterfalls
5 | Services | 5.13 | Specialist installations | 5.13.5.1.2 | Water filtration equipment
5 | Services | 5.13 | Specialist installations | 5.13.5.1.3 | Nutrient treatment and equipment
5 | Services | 5.13 | Specialist installations | 5.13.5.1.4 | Final electrical components – NA
5 | Services | 5.13 | Specialist installations | 5.13.5.1.5 | Control components
5 | Services | 5.14 | Builders' work in connection with services | 5.14.1.1.1 | General builders works with services
5 | Services | 5.14 | Builders' work in connection with services | 5.14.1.2.2 | Builder's work in landlord areas
5 | Services | 5.14 | Builders' work in connection with services | 5.14.1.3.3 | Builder's work to plant rooms
5 | Services | 5.14 | Builders' work in connection with services | 5.14.1.4.4 | Large plant and equipment bases
5 | Services | 5.14 | Builders' work in connection with services | 5.14.1.5.5 | BWIC to fuel bunds
6 | Complete buildings and building units | 6.1 | Prefabricated buildings | 6.1.1 | Not covered by NRM 3
6 |  | 6.1 | Prefabricated buildings | 6.1.2 | Not covered by NRM 3
7 | Works to existing buildings | 7.1 | Minor demolition works and alteration works | 7.1.1.1.1.A | Repair items
7 | Works to existing buildings | 7.1 | Minor demolition works and alteration works | 7.1.1.2.2.A | Removal items
7 | Works to existing buildings | 7.1 | Minor demolition works and alteration works | 7.1.1.3.4 | Kitchen fittings and appliances
7 | Works to existing buildings | 7.1 | Minor demolition works and alteration works | 7.1.1.4.4.A | Alteration works
7 | Works to existing buildings | 7.2 | Repairs to existing services | 7.2.1.1.1.A | Repair items
7 | Works to existing buildings | 7.2 | Repairs to existing services | 7.2.1.2 | Overhaul services installations
7 | Works to existing buildings | 7.3 | Damp proof courses/fungus and beetle eradication | 7.3.1.1.1 | Chemical damp proof course
7 | Works to existing buildings | 7.3 | Damp proof courses/fungus and beetle eradication | 7.3.1.1.2 | Injection of mortar damp proof course
7 | Works to existing buildings | 7.3 | Damp proof courses/fungus and beetle eradication | 7.3.1.1.3 | Inserting mechanical damp proof course
7 | Works to existing buildings | 7.3 | Damp proof courses/fungus and beetle eradication | 7.3.1.1.4 | Local making good to finishes
7 | Works to existing buildings | 7.3 | Damp proof courses/fungus and beetle eradication | 7.3.2.1.1.A | Fungus/beetle eradication
7 | Works to existing buildings | 7.4 | Facade retention | 7.4.1.1 | Support structures
7 | Works to existing buildings | 7.5 | Cleaning existing surfaces | 7.5.1.1.1 | Remove efflorescence stains, spot graffiti, algae, bird droppings, etc.
7 | Works to existing buildings | 7.5 | Cleaning existing surfaces | 7.5.1.1.2 | Cleaning surfaces
7 | Works to existing buildings | 7.5 | Cleaning existing surfaces | 7.5.1.1.3 | Artificial weathering
7 | Works to existing buildings | 7.5 | Cleaning existing surfaces | 7.5.2.1.1.A | Protective coatings
7 | Works to existing buildings | 7.6 | Renovation works | 7.6.1.1 | Masonry repairs
7 | Works to existing buildings | 7.6 | Renovation works | 7.6.2.1 | Concrete repairs
7 | Works to existing buildings | 7.6 | Renovation works | 7.6.3.1 | Metal repairs
7 | Works to existing buildings | 7.6 | Renovation works | 7.6.4.1 | Timber repairs
7 | Works to existing buildings | 7.6 | Renovation works | 7.6.5.1 | Plastic repairs
8 | External works | 8.1 | Site preparation works | 8.1.1 | Not covered by NRM 3
8 | External works | 8.1 | Site preparation works | 8.1.2 | Not covered by NRM 3
8 | External works | 8.2 | Roads, paths and paving | 8.2.1.1.1.A | Maintenance of roads
8 | External works | 8.2 | Roads, paths and paving | 8.2.1.2.1.A | Maintenance of paths
8 | External works | 8.2 | Roads, paths and paving | 8.2.1.3.12 | Paved areas
8 | External works | 8.2 | Roads, paths and paving | 8.2.1.4.1.A | Maintenance of roundabouts
8 | External works | 8.2 | Roads, paths and paving | 8.2.1.5.22 | Road crossings
8 | External works | 8.2 | Roads, paths and paving | 8.2.1.6.27 | Steps
8 | External works | 8.2 | Roads, paths and paving | 8.2.1.7.28 | Ramps
8 | External works | 8.2 | Roads, paths and paving | 8.2.1.8.25 | Traffic calming accessories
8 | External works | 8.2 | Roads, paths and paving | 8.2.1.9.25 | Tree grilles
8 | External works | 8.2 | Roads, paths and paving | 8.2.1.10.23 | Vehicle protection barriers
8 | External works | 8.2 | Roads, paths and paving | 8.2.1.11.24 | Bumpers
8 | External works | 8.2 | Roads, paths and paving | 8.2.1.12.26 | Pavement
8 | External works | 8.2 | Roads, paths and paving | 8.2.2.1 | Surfacing and paving
8 | External works | 8.3 | Soft landscaping, planting and irrigation systems | 8.3.1.1.1.A | Seeding and turfing (part of ground maintenance)
8 | External works | 8.3 | Soft landscaping, planting and irrigation systems | 8.3.1.2.9 | Reinforced grass proprietary systems
8 | External works | 8.3 | Soft landscaping, planting and irrigation systems | 8.3.1.3.12 | Initial marking out grass sports pitches
8 | External works | 8.3 | Soft landscaping, planting and irrigation systems | 8.3.1.4.4 | Work to existing grass areas
8 | External works | 8.3 | Soft landscaping, planting and irrigation systems | 8.3.1.5.5 | Maintenance of grassed areas
8 | External works | 8.3 | Soft landscaping, planting and irrigation systems | 8.3.2.1 | Planting
8 | External works | 8.3 | Soft landscaping, planting and irrigation systems | 8.3.2.2 | Planting reed beds
8 | External works | 8.3 | Soft landscaping, planting and irrigation systems | 8.3.2.3 | Hedges
8 | External works | 8.3 | Soft landscaping, planting and irrigation systems | 8.3.2.4 | Trees
8 | External works | 8.3 | Soft landscaping, planting and irrigation systems | 8.3.2.5 | Woodland planting
8 | External works | 8.3 | Soft landscaping, planting and irrigation systems | 8.3.2.6 | Tree surgery
8 | External works | 8.3 | Soft landscaping, planting and irrigation systems | 8.3.2.7 | Maintenance works to plants
8 | External works | 8.3 | Soft landscaping, planting and irrigation systems | 8.3.2.8 | Maintenance works to trees
8 | External works | 8.3 | Soft landscaping, planting and irrigation systems | 8.3.2.9 | Maintenance works to hedges
8 | External works | 8.3 | Soft landscaping, planting and irrigation systems | 8.3.3.1.1 | Irrigation pipework system
8 | External works | 8.3 | Soft landscaping, planting and irrigation systems | 8.3.3.1.2 | Storage tanks and vessels
8 | External works | 8.3 | Soft landscaping, planting and irrigation systems | 8.3.3.1.3 | Chemical storage vessels
8 | External works | 8.3 | Soft landscaping, planting and irrigation systems | 8.3.3.1.4 | Chemical dosing equipment
8 | External works | 8.3 | Soft landscaping, planting and irrigation systems | 8.3.3.1.5 | Nutrient treatment and equipment
8 | External works | 8.3 | Soft landscaping, planting and irrigation systems | 8.3.3.1.6 | Outlet pipes and nozzles
8 | External works | 8.3 | Soft landscaping, planting and irrigation systems | 8.3.3.1.7 | Painting anti-corrosion treatments
8 | External works | 8.4 | Fencing, railing and walls | 8.4.1.1.1 | Fencing systems (types)
8 | External works | 8.4 | Fencing, railing and walls | 8.4.1.1.3 | Noise/light screening applied to fencing
8 | External works | 8.4 | Fencing, railing and walls | 8.4.1.1.9 | Fixing railings to concrete and masonry
8 | External works | 8.4 | Fencing, railing and walls | 8.4.1.1.10 | Painting coating and preservative treatments
8 | External works | 8.4 | Fencing, railing and walls | 8.4.1.2.2 | Railings
8 | External works | 8.4 | Fencing, railing and walls | 8.4.1.3.4 | Gates and posts
8 | External works | 8.4 | Fencing, railing and walls | 8.4.1.3.5 | Security gates and posts
8 | External works | 8.4 | Fencing, railing and walls | 8.4.1.3.6 | Ironmongery
8 | External works | 8.4 | Fencing, railing and walls | 8.4.2.1.1 | Masonry walls and screens
8 | External works | 8.4 | Fencing, railing and walls | 8.4.2.1.9 | Pier caps
8 | External works | 8.4 | Fencing, railing and walls | 8.4.2.1.10 | Copings, etc.
8 | External works | 8.4 | Fencing, railing and walls | 8.4.2.2.2 | Masonry walls with timber infill panels
8 | External works | 8.4 | Fencing, railing and walls | 8.4.2.3 | Gates
8 | External works | 8.4 | Fencing, railing and walls | 8.4.3.1 | Retaining walls
8 | External works | 8.4 | Fencing, railing and walls | 8.4.4.1.1.A | Fixing barriers and guardrails Redecorations
8 | External works | 8.4 | Fencing, railing and walls | 8.4.4.1.1.B | Redecorations
8 | External works | 8.4 | Fencing, railing and walls | 8.4.4.2.2 | Pedestrian restraint systems
8 | External works | 8.4 | Fencing, railing and walls | 8.4.4.3.3 | Vehicle and pedestrian control barriers and gates
8 | External works | 8.5 | Site/street furniture and equipment | 8.5.1.1.1 | Gates
8 | External works | 8.5 | Site/street furniture and equipment | 8.5.1.1.2 | Turnstiles
8 | External works | 8.5 | Site/street furniture and equipment | 8.5.1.1.3 | Bollards
8 | External works | 8.5 | Site/street furniture and equipment | 8.5.1.1.4 | Seats, benches and tables
8 | External works | 8.5 | Site/street furniture and equipment | 8.5.1.1.5 | Litter bins, grit bins and dustbins
8 | External works | 8.5 | Site/street furniture and equipment | 8.5.1.1.6 | Poster display units and notice boards
8 | External works | 8.5 | Site/street furniture and equipment | 8.5.1.1.7 | Cycle stands
8 | External works | 8.5 | Site/street furniture and equipment | 8.5.1.1.8 | Directional signs
8 | External works | 8.5 | Site/street furniture and equipment | 8.5.1.1.9 | Flagpoles
8 | External works | 8.5 | Site/street furniture and equipment | 8.5.1.1.10 | Sports and playground equipment
8 | External works | 8.5 | Site/street furniture and equipment | 8.5.1.1.11 | Other furniture and equipment
8 | External works | 8.5 | Site/street furniture and equipment | 8.5.1.1.12 | Minor footbridges
8 | External works | 8.5 | Site/street furniture and equipment | 8.5.1.1.13 | Clothes drying fittings
8 | External works | 8.5 | Site/street furniture and equipment | 8.5.1.1.14 | Bus stops, bus shelters, telephone boxes
8 | External works | 8.5 | Site/street furniture and equipment | 8.5.1.1.15 | Sculptures
8 | External works | 8.5 | Site/street furniture and equipment | 8.5.1.1.16 | Site/street furniture and equipment
8 | External works | 8.5 | Site/street furniture and equipment | 8.5.1.1.17 | Other site and street furniture and equipment
8 | External works | 8.5 | Site/street furniture and equipment | 8.5.1.1.19 | Painting and preservation treatments
8 | External works | 8.5 | Site/street furniture and equipment | 8.5.2.1.1 | Water features
8 | External works | 8.5 | Site/street furniture and equipment | 8.5.2.2.2 | Other features
8 | External works | 8.6 | External drainage | 8.6.1.1.1 | Gullies and gratings
8 | External works | 8.6 | External drainage | 8.6.1.2.2 | Drainage runs below ground
8 | External works | 8.6 | External drainage | 8.6.1.3.3 | Drainage runs above ground
8 | External works | 8.6 | External drainage | 8.6.1.4.11 | Prefabricated channels
8 | External works | 8.6 | External drainage | 8.6.1.5.12 | Interceptor traps
8 | External works | 8.6 | External drainage | 8.6.1.5.13 | Inspection chambers
8 | External works | 8.6 | External drainage | 8.6.1.5.14 | Soakaways
8 | External works | 8.6 | External drainage | 8.6.1.5.15 | Retention/storage tanks and vessels
8 | External works | 8.6 | External drainage | 8.6.1.5.16 | Cesspools and septic tanks
8 | External works | 8.6 | External drainage | 8.6.1.5.17 | Petrol interceptor units
8 | External works | 8.6 | External drainage | 8.6.1.6.24 | Alterations to existing external drainage systems
8 | External works | 8.6 | External drainage | 8.6.1.7.25 | Works to existing manholes
8 | External works | 8.6 | External drainage | 8.6.1.8.26 | Cleaning existing drains
8 | External works | 8.6 | External drainage | 8.6.1.9.27 | Sealing redundant drains
8 | External works | 8.6 | External drainage | 8.6.1.10.28 | Filling disused manholes
8 | External works | 8.6 | External drainage | 8.6.2.1.1 | Pipework systems
8 | External works | 8.6 | External drainage | 8.6.2.1.7 | Controls components
8 | External works | 8.6 | External drainage | 8.6.2.1.8 | Monitoring equipment located externally
8 | External works | 8.6 | External drainage | 8.6.2.1.9 | Painting anti-corrosion treatments
8 | External works | 8.6 | External drainage | 8.6.2.2 | Ejector stations
8 | External works | 8.6 | External drainage | 8.6.2.3 | Storage/retention tanks and vessels
8 | External works | 8.6 | External drainage | 8.6.2.4 | Sewage treatment
8 | External works | 8.6 | External drainage | 8.6.2.5 | Enzyme systems
8 | External works | 8.6 | External drainage | 8.6.2.6 | Sustainable urban drainage systems
8 | External works | 8.6 | External drainage | 8.6.3.1.1 | External chemical toxic and industrial liquid waste drainage
8 | External works | 8.6 | External drainage | 8.6.3.2.4 | Drainage runs above ground
8 | External works | 8.6 | External drainage | 8.6.3.3.6 | Storage tanks and vessels
8 | External works | 8.6 | External drainage | 8.6.3.3.7 | Settlement tanks
8 | External works | 8.6 | External drainage | 8.6.3.3.8 | Effluent treatment plant
8 | External works | 8.6 | External drainage | 8.6.3.3.9 | Dosing equipment
8 | External works | 8.6 | External drainage | 8.6.3.3.10 | Sterilisation equipment
8 | External works | 8.6 | External drainage | 8.6.3.3.12 | Controls components
8 | External works | 8.6 | External drainage | 8.6.3.3.13 | Monitoring equipment
8 | External works | 8.6 | External drainage | 8.6.4.1 | Drainage runs below ground
8 | External works | 8.6 | External drainage | 8.6.4.2.12 | Soakaways
8 | External works | 8.6 | External drainage | 8.6.4.2.13 | Storage tanks and vessels
8 | External works | 8.6 | External drainage | 8.6.4.3.6 | Drainage blankets
8 | External works | 8.6 | External drainage | 8.6.4.4 | Land drainage to parkland
8 | External works | 8.7 | External services | 8.7.1.1.1 | Water mains supply connection
8 | External works | 8.7 | External services | 8.7.1.1.5 | Water meters
8 | External works | 8.7 | External services | 8.7.1.1.6 | Fire hydrants
8 | External works | 8.7 | External services | 8.7.1.1.7 | Trace heating – pipework
8 | External works | 8.7 | External services | 8.7.1.1.8 | Thermal insulation
8 | External works | 8.7 | External services | 8.7.1.2.2 | Connections to external plant
8 | External works | 8.7 | External services | 8.7.1.3.2 | Service runs
8 | External works | 8.7 | External services | 8.7.1.3.4 | Mains supply and distribution
8 | External works | 8.7 | External services | 8.7.1.4.10 | Rainwater harvesting systems
8 | External works | 8.7 | External services | 8.7.1.5.11 | Grey water systems
8 | External works | 8.7 | External services | 8.7.2.1.1 | Electrical mains supply
8 | External works | 8.7 | External services | 8.7.2.2 | Service runs
8 | External works | 8.7 | External services | 8.7.2.3.3 | Transformer substations
8 | External works | 8.7 | External services | 8.7.2.4.7 | External electricity generation installation/plant
8 | External works | 8.7 | External services | 8.7.3.1.1 | Wind turbines (external transformation devices)
8 | External works | 8.7 | External services | 8.7.3.1.2 | Distribution of LV electricity to main switch gear panel within buildings
8 | External works | 8.7 | External services | 8.7.3.2.2 | Photovoltaic devices
8 | External works | 8.7 | External services | 8.7.3.3.3 | Other transformation devices
8 | External works | 8.7 | External services | 8.7.4.1.1 | Electrical distribution systems
8 | External works | 8.7 | External services | 8.7.4.1.2 | LV switchgear and distribution boards
8 | External works | 8.7 | External services | 8.7.4.1.3 | UPS
8 | External works | 8.7 | External services | 8.7.4.1.4 | Cables and wiring
8 | External works | 8.7 | External services | 8.7.4.1.5 | Conduits and cable trunking
8 | External works | 8.7 | External services | 8.7.4.1.6 | Earthing and bonding
8 | External works | 8.7 | External services | 8.7.5.1.1 | Gas mains supply
8 | External works | 8.7 | External services | 8.7.5.2.2 | Gas mains
8 | External works | 8.7 | External services | 8.7.5.3.4 | Distribution pipelines
8 | External works | 8.7 | External services | 8.7.5.3.5 | Governing stations
8 | External works | 8.7 | External services | 8.7.5.3.6 | LPG installations
8 | External works | 8.7 | External services | 8.7.6.1.1 | Telecommunications systems
8 | External works | 8.7 | External services | 8.7.6.1.2 | Telecomm distribution systems
8 | External works | 8.7 | External services | 8.7.6.2.7 | Cables television connections
8 | External works | 8.7 | External services | 8.7.6.3.8 | Other communication systems
8 | External works | 8.7 | External services | 8.7.6.4.9 | Service runs
8 | External works | 8.7 | External services | 8.7.7.1.1 | Oil, petrol and diesel
8 | External works | 8.7 | External services | 8.7.7.1.2 | Storage tanks and vessels
8 | External works | 8.7 | External services | 8.7.7.1.3 | Proprietary supports
8 | External works | 8.7 | External services | 8.7.7.1.6 | Distribution pipelines
8 | External works | 8.7 | External services | 8.7.7.1.7 | Pipeline ancillaries
8 | External works | 8.7 | External services | 8.7.7.1.8 | Thermal insulation
8 | External works | 8.7 | External services | 8.7.7.1.10 | Meters
8 | External works | 8.7 | External services | 8.7.7.1.11 | Monitoring equipment
8 | External works | 8.7 | External services | 8.7.7.2 | Service runs
8 | External works | 8.7 | External services | 8.7.8.1.1 | Surveillance equipment (e.g. CCTV)
8 | External works | 8.7 | External services | 8.7.8.1.9 | Camera poles, etc.
8 | External works | 8.7 | External services | 8.7.8.1.10 | General power installations
8 | External works | 8.7 | External services | 8.7.8.2.2 | Security detection equipment
8 | External works | 8.7 | External services | 8.7.8.3.3 | Security alarm equipment
8 | External works | 8.7 | External services | 8.7.8.4.4 | Gate access control systems
8 | External works | 8.7 | External services | 8.7.8.5.5 | Gate entry systems
8 | External works | 8.7 | External services | 8.7.8.6.6 | Security lights and lighting systems
8 | External works | 8.7 | External services | 8.7.8.7.7 | Other security systems
8 | External works | 8.7 | External services | 8.7.8.8.8 | Cables and wiring
8 | External works | 8.7 | External services | 8.7.9.1.1 | External lighting columns and poles, bollards and masts
8 | External works | 8.7 | External services | 8.7.9.1.2 | Luminaries/lamps
8 | External works | 8.7 | External services | 8.7.9.1.4 | General power installations
8 | External works | 8.7 | External services | 8.7.9.1.7 | Luminaries/lamps
8 | External works | 8.7 | External services | 8.7.9.1.8 | Lighting control points
8 | External works | 8.7 | External services | 8.7.9.1.9 | Painting and anti-corrosion treatments
8 | External works | 8.7 | External services | 8.7.9.2 | External lighting to paths
8 | External works | 8.7 | External services | 8.7.9.3 | External lighting to roads
8 | External works | 8.7 | External services | 8.7.9.4.3 | Illuminated traffic signs
8 | External works | 8.7 | External services | 8.7.10.1.1 | External located heat source (e.g. boiler plant)
8 | External works | 8.7 | External services | 8.7.10.1.2 | Instrumentation and controls to heat source
8 | External works | 8.7 | External services | 8.7.10.1.5 | Instrumentation and controls to heating systems
8 | External works | 8.7 | External services | 8.7.10.1.6 | Thermal insulation
8 | External works | 8.7 | External services | 8.7.10.2.3 | Service runs
8 | External works | 8.7 | External services | 8.7.10.3.4 | External heating, ducts and duct access covers
8 | External works | 8.7 | External services | 8.7.11.1.1 | Ducts
8 | External works | 8.7 | External services | 8.7.11.2.2 | Supports to external storage tanks etc
8 | External works | 8.7 | External services | 8.7.11.3.3 | Fuel bunds, etc.
8 | External works | 8.7 | External services | 8.7.11.4.4 | Protective compounds, fencing etc for LPG installations, etc.
8 | External works | 8.7 | External services | 8.7.11.5.5 | Protective compounds connected with transformer substations, etc.
8 | External works | 8.7 | External services | 8.7.11.6.6 | Bases for service equipment
8 | External works | 8.7 | External services | 8.7.11.7.7 | Other builder's work in connection with external services
8 | External works | 8.8 | Minor building works and ancillary buildings | 8.8.1.1 | Minor building works
8 | External works | 8.8 | Minor building works and ancillary buildings | 8.8.1.2.2 | Overhaul existing mechanical and electrical plant ad equipment
8 | External works | 8.8 | Minor building works and ancillary buildings | 8.8.1.3.3 | Repairs to existing fences, railings, walls and screen walls
8 | External works | 8.8 | Minor building works and ancillary buildings | 8.8.2.1 | Ancillary buildings and structures
8 | External works | 8.8 | Minor building works and ancillary buildings | 8.8.3.1.1 | Underpinning
9 | Maintenance contractor's management and administration costs | 9.1 | Employer's requirements | 9.1.1.1 | Site accommodation
9 | Maintenance contractor's management and administration costs | 9.1 | Employer's requirements | 9.1.1.2 | Furniture and equipment
9 | Maintenance contractor's management and administration costs | 9.1 | Employer's requirements | 9.1.1.3 | Telecommunications and IT systems
9 | Maintenance contractor's management and administration costs | 9.1 | Employer's requirements | 9.1.2.1.1 | Web based facilities management systems – including updating data as well as implementation and training on BMS
9 | Maintenance contractor's management and administration costs | 9.1 | Employer's requirements | 9.1.3.1.2 | Provision of spare parts for maintenance
9 | Maintenance contractor's management and administration costs | 9.1 | Employer's requirements | 9.1.3.1.3 | Provision of tools and portable instruments
9 | Maintenance contractor's management and administration costs | 9.1 | Employer's requirements | 9.1.3.2 | Operation and maintenance services
9 | Maintenance contractor's management and administration costs | 9.1 | Employer's requirements | 9.1.4.1 | Air conditioning inspections
9 | Maintenance contractor's management and administration costs | 9.1 | Employer's requirements | 9.1.4.2 | Building logbooks and O&M Manuals
9 | Maintenance contractor's management and administration costs | 9.1 | Employer's requirements | 9.1.4.3 | Display energy certificates (DEC)
9 | Maintenance contractor's management and administration costs | 9.1 | Employer's requirements | 9.1.4.4 | Electrical installations – management audits
9 | Maintenance contractor's management and administration costs | 9.1 | Employer's requirements | 9.1.4.5 | Electrical lighting certificates logbook
9 | Maintenance contractor's management and administration costs | 9.1 | Employer's requirements | 9.1.4.6 | Energy performance certificates (EPC)
9 | Maintenance contractor's management and administration costs | 9.1 | Employer's requirements | 9.1.4.7 | Evaporating cooling systems – management audit
9 | Maintenance contractor's management and administration costs | 9.1 | Employer's requirements | 9.1.4.8 | Fire risk assessments
9 | Maintenance contractor's management and administration costs | 9.1 | Employer's requirements | 9.1.4.9 | Fire safety logbook
9 | Maintenance contractor's management and administration costs | 9.1 | Employer's requirements | 9.1.4.10 | Inventory of Greenhouses Gases (F-Gases)
9 | Maintenance contractor's management and administration costs | 9.1 | Employer's requirements | 9.1.4.11 | Lifting equipment – management audit
9 | Maintenance contractor's management and administration costs | 9.1 | Employer's requirements | 9.1.4.12 | Lifts and escalators – management audit
9 | Maintenance contractor's management and administration costs | 9.1 | Employer's requirements | 9.1.4.13 | Local extract ventilation – management audit
9 | Maintenance contractor's management and administration costs | 9.1 | Employer's requirements | 9.1.4.14 | Noise assessment and records
9 | Maintenance contractor's management and administration costs | 9.1 | Employer's requirements | 9.1.4.15 | Pressure systems – management audits
9 | Maintenance contractor's management and administration costs | 9.1 | Employer's requirements | 9.1.4.16 | Smoke control and pressurisation – management audits
9 | Maintenance contractor's management and administration costs | 9.1 | Employer's requirements | 9.1.4.17 | Tree reports
9 | Maintenance contractor's management and administration costs | 9.1 | Employer's requirements | 9.1.4.18 | Waste disposal
9 | Maintenance contractor's management and administration costs | 9.1 | Employer's requirements | 9.1.4.19 | Waste electrical and electronic equipment (WEEE) – management audit
9 | Maintenance contractor's management and administration costs | 9.1 | Employer's requirements | 9.1.4.20 | Water systems – management audit
9 | Maintenance contractor's management and administration costs | 9.1 | Employer's requirements | 9.1.4.21 | Other management tasks – state type
9 | Maintenance contractor's management and administration costs | 9.2 | Maintenance contractor's cost items | 9.2.1.1 | Contract specific management and staff
9 | Maintenance contractor's management and administration costs | 9.2 | Maintenance contractor's cost items | 9.2.1.2 | Visiting management and staff
9 | Maintenance contractor's management and administration costs | 9.2 | Maintenance contractor's cost items | 9.2.1.3 | Extraordinary support costs
9 | Maintenance contractor's management and administration costs | 9.2 | Maintenance contractor's cost items | 9.2.1.4 | Staff travel (not part of labour rates)
9 | Maintenance contractor's management and administration costs | 9.2 | Maintenance contractor's cost items | 9.2.2.1 | Site accommodation
9 | Maintenance contractor's management and administration costs | 9.2 | Maintenance contractor's cost items | 9.2.2.2 | Temporary works
9 | Maintenance contractor's management and administration costs | 9.2 | Maintenance contractor's cost items | 9.2.2.3 | Furniture and equipment
9 | Maintenance contractor's management and administration costs | 9.2 | Maintenance contractor's cost items | 9.2.2.4 | IT systems
9 | Maintenance contractor's management and administration costs | 9.2 | Maintenance contractor's cost items | 9.2.2.5 | Consumables and services
9 | Maintenance contractor's management and administration costs | 9.2 | Maintenance contractor's cost items | 9.2.2.6 | Brought on services
9 | Maintenance contractor's management and administration costs | 9.2 | Maintenance contractor's cost items | 9.2.3 | Taken elsewhere with work items
9 | Maintenance contractor's management and administration costs | 9.2 | Maintenance contractor's cost items | 9.2.4.1 | Security
9 | Maintenance contractor's management and administration costs | 9.2 | Maintenance contractor's cost items | 9.2.4.2 | Security equipment
9 | Maintenance contractor's management and administration costs | 9.2 | Maintenance contractor's cost items | 9.2.4.3 | Hoardings fences and gates
9 | Maintenance contractor's management and administration costs | 9.2 | Maintenance contractor's cost items | 9.2.5.1 | Safety performance
9 | Maintenance contractor's management and administration costs | 9.2 | Maintenance contractor's cost items | 9.2.5.2 | Barriers and safety scaffolding
9 | Maintenance contractor's management and administration costs | 9.2 | Maintenance contractor's cost items | 9.2.5.3 | Environmental protection measures
9 | Maintenance contractor's management and administration costs | 9.2 | Maintenance contractor's cost items | 9.2.6.1 | Surveys inspections and monitoring
9 | Maintenance contractor's management and administration costs | 9.2 | Maintenance contractor's cost items | 9.2.6.2 | Setting out
9 | Maintenance contractor's management and administration costs | 9.2 | Maintenance contractor's cost items | 9.2.6.3 | Protection of works
9 | Maintenance contractor's management and administration costs | 9.2 | Maintenance contractor's cost items | 9.2.6.4 | Samples
9 | Maintenance contractor's management and administration costs | 9.2 | Maintenance contractor's cost items | 9.2.6.5 | Environmental control of building
9 | Maintenance contractor's management and administration costs | 9.2 | Maintenance contractor's cost items | 9.2.7.1 | Generally
9 | Maintenance contractor's management and administration costs | 9.2 | Maintenance contractor's cost items | 9.2.7.2 | Tower cranes
9 | Maintenance contractor's management and administration costs | 9.2 | Maintenance contractor's cost items | 9.2.7.3 | Mobile cranes
9 | Maintenance contractor's management and administration costs | 9.2 | Maintenance contractor's cost items | 9.2.7.4 | Hoists
9 | Maintenance contractor's management and administration costs | 9.2 | Maintenance contractor's cost items | 9.2.7.5 | Access plant
9 | Maintenance contractor's management and administration costs | 9.2 | Maintenance contractor's cost items | 9.2.7.6 | Concrete plant
9 | Maintenance contractor's management and administration costs | 9.2 | Maintenance contractor's cost items | 9.2.7.7 | Other plant
9 | Maintenance contractor's management and administration costs | 9.2 | Maintenance contractor's cost items | 9.2.8.1 | Taken elsewhere with work item
9 | Maintenance contractor's management and administration costs | 9.2 | Maintenance contractor's cost items | 9.2.8.2 | Temporary works
9 | Maintenance contractor's management and administration costs | 9.2 | Maintenance contractor's cost items | 9.2.9.1 | Maintenance works
9 | Maintenance contractor's management and administration costs | 9.2 | Maintenance contractor's cost items | 9.2.9.22 | Web based facilities management systems
9 | Maintenance contractor's management and administration costs | 9.2 | Maintenance contractor's cost items | 9.2.10.1 | Testing and commissioning plan
9 | Maintenance contractor's management and administration costs | 9.2 | Maintenance contractor's cost items | 9.2.10.2 | Handover
9 | Maintenance contractor's management and administration costs | 9.2 | Maintenance contractor's cost items | 9.2.10.3 | Post completion services (hand back)
9 | Maintenance contractor's management and administration costs | 9.2 | Maintenance contractor's cost items | 9.2.11.1 | Site tidy
9 | Maintenance contractor's management and administration costs | 9.2 | Maintenance contractor's cost items | 9.2.11.2 | Maintenance of roads, paths and paving
9 | Maintenance contractor's management and administration costs | 9.2 | Maintenance contractor's cost items | 9.2.12.1 | Fees
9 | Maintenance contractor's management and administration costs | 9.2 | Maintenance contractor's cost items | 9.2.12.2 | Charges
9 | Maintenance contractor's management and administration costs | 9.2 | Maintenance contractor's cost items | 9.2.13.1 | Temporary works
9 | Maintenance contractor's management and administration costs | 9.2 | Maintenance contractor's cost items | 9.2.13.2 | Multi service gang
9 | Maintenance contractor's management and administration costs | 9.2 | Maintenance contractor's cost items | 9.2.14.1.1 | Contractor’s all risks (CAR) insurance
9 | Maintenance contractor's management and administration costs | 9.2 | Maintenance contractor's cost items | 9.2.14.1.2 | Contractor’s plant and equipment insurance
9 | Maintenance contractor's management and administration costs | 9.2 | Maintenance contractor's cost items | 9.2.14.1.3 | Temporary buildings insurance
9 | Maintenance contractor's management and administration costs | 9.2 | Maintenance contractor's cost items | 9.2.14.1.4 | Terrorism insurance
9 | Maintenance contractor's management and administration costs | 9.2 | Maintenance contractor's cost items | 9.2.14.1.5 | Other insurances in connection with the works
9 | Maintenance contractor's management and administration costs | 9.2 | Maintenance contractor's cost items | 9.2.14.1.6 | Insurance premium tax (IPT)
9 | Maintenance contractor's management and administration costs | 9.2 | Maintenance contractor's cost items | 9.2.14.1.7 | Allowance for recovery of all or part of insurance premium excess
9 | Maintenance contractor's management and administration costs | 9.2 | Maintenance contractor's cost items | 9.2.14.2.1 | Non-negligence insurance
9 | Maintenance contractor's management and administration costs | 9.2 | Maintenance contractor's cost items | 9.2.14.2.2 | Professional indemnity insurance
9 | Maintenance contractor's management and administration costs | 9.2 | Maintenance contractor's cost items | 9.2.14.2.3 | Insurance premium tax (IPT)
9 | Maintenance contractor's management and administration costs | 9.2 | Maintenance contractor's cost items | 9.2.14.2.4 | Allowance for recovery of all or part of insurance premium excess
9 | Maintenance contractor's management and administration costs | 9.2 | Maintenance contractor's cost items | 9.2.14.3.1 | Refer to section 9.2.15 for specific operational tasks which require inspections
9 | Maintenance contractor's management and administration costs | 9.2 | Maintenance contractor's cost items | 9.2.14.3.2
9 | Maintenance contractor's management and administration costs | 9.2 | Maintenance contractor's cost items | 9.2.14.3.3
9 | Maintenance contractor's management and administration costs | 9.2 | Maintenance contractor's cost items | 9.2.14.4.1 | Management and staff, including administrative staff
9 | Maintenance contractor's management and administration costs | 9.2 | Maintenance contractor's cost items | 9.2.14.4.2 | Works operatives
9 | Maintenance contractor's management and administration costs | 9.2 | Maintenance contractor's cost items | 9.2.14.4.3 | Insurance premium tax (IPT)
9 | Maintenance contractor's management and administration costs | 9.2 | Maintenance contractor's cost items | 9.2.14.4.4 | Allowance for recovery of all or part of insurance premium excess
9 | Maintenance contractor's management and administration costs | 9.2 | Maintenance contractor's cost items | 9.2.14.5.1 | Client’s loss of liquidated damages
9 | Maintenance contractor's management and administration costs | 9.2 | Maintenance contractor's cost items | 9.2.14.5.2 | Latent defects cover
9 | Maintenance contractor's management and administration costs | 9.2 | Maintenance contractor's cost items | 9.2.14.5.3 | Motor vehicles
9 | Maintenance contractor's management and administration costs | 9.2 | Maintenance contractor's cost items | 9.2.14.5.4 | Other insurances
9 | Maintenance contractor's management and administration costs | 9.2 | Maintenance contractor's cost items | 9.2.14.5.5 | Insurance premium tax (IPT)
9 | Maintenance contractor's management and administration costs | 9.2 | Maintenance contractor's cost items | 9.2.14.5.6 | Allowance for recovery of all or part of insurance premium excess
9 | Maintenance contractor's management and administration costs | 9.2 | Maintenance contractor's cost items | 9.2.14.6.1 | Bonds are not part of NRM 3
9 | Maintenance contractor's management and administration costs | 9.2 | Maintenance contractor's cost items | 9.2.14.7.1 | Parent company guarantees
9 | Maintenance contractor's management and administration costs | 9.2 | Maintenance contractor's cost items | 9.2.14.7.2 | Product guarantees (insurance backed)
9 | Maintenance contractor's management and administration costs | 9.2 | Maintenance contractor's cost items | 9.2.14.8.1 | Collateral warranties
9 | Maintenance contractor's management and administration costs | 9.2 | Maintenance contractor's cost items | 9.2.14.8.2 | Funder’s warranties
9 | Maintenance contractor's management and administration costs | 9.2 | Maintenance contractor's cost items | 9.2.14.8.3 | Purchaser’s and tenant’s warranties
9 | Maintenance contractor's management and administration costs | 9.2 | Maintenance contractor's cost items | 9.2.14.8.4 | Other warranties
9 | Maintenance contractor's management and administration costs | 9.2 | Maintenance contractor's cost items | 9.2.15.1.1 | Asbestos register
9 | Maintenance contractor's management and administration costs | 9.2 | Maintenance contractor's cost items | 9.2.15.1.2 | Emergency and panic escape doors and fire exits
9 | Maintenance contractor's management and administration costs | 9.2 | Maintenance contractor's cost items | 9.2.15.1.3 | Emergency lighting – power supply and maintained fittings inspections
9 | Maintenance contractor's management and administration costs | 9.2 | Maintenance contractor's cost items | 9.2.15.1.4 | Fire alarm system – daily /weekly inspections
9 | Maintenance contractor's management and administration costs | 9.2 | Maintenance contractor's cost items | 9.2.15.1.5 | Automatic doors release mechanisms – electronic secure escape doors and fire exits
9 | Maintenance contractor's management and administration costs | 9.2 | Maintenance contractor's cost items | 9.2.15.1.6 | Fire evacuation drill
9 | Maintenance contractor's management and administration costs | 9.2 | Maintenance contractor's cost items | 9.2.15.1.7 | Fire exit signage
9 | Maintenance contractor's management and administration costs | 9.2 | Maintenance contractor's cost items | 9.2.15.1.8 | Fire hydrant – weekly checks
9 | Maintenance contractor's management and administration costs | 9.2 | Maintenance contractor's cost items | 9.2.15.1.9 | Hose reels – daily, monthly and annual checks
9 | Maintenance contractor's management and administration costs | 9.2 | Maintenance contractor's cost items | 9.2.15.1.10 | Insurance periodic inspections
9 | Maintenance contractor's management and administration costs | 9.2 | Maintenance contractor's cost items | 9.2.15.1.11 | Independent water risk assessment (legionella)
9 | Maintenance contractor's management and administration costs | 9.2 | Maintenance contractor's cost items | 9.2.15.1.12 | Meter reading (electric, gas, oil and water)
9 | Maintenance contractor's management and administration costs | 9.2 | Maintenance contractor's cost items | 9.2.15.1.13 | Oil storage tanks – above ground
9 | Maintenance contractor's management and administration costs | 9.2 | Maintenance contractor's cost items | 9.2.15.1.14 | Plant room checks
9 | Maintenance contractor's management and administration costs | 9.2 | Maintenance contractor's cost items | 9.2.15.1.15 | Portable appliance testing . PAT user checks
9 | Maintenance contractor's management and administration costs | 9.2 | Maintenance contractor's cost items | 9.2.15.1.16 | Portable fire extinguishers – weekly checks
9 | Maintenance contractor's management and administration costs | 9.2 | Maintenance contractor's cost items | 9.2.15.1.17 | Smoke control systems – daily 3 monthly and annual checks
9 | Maintenance contractor's management and administration costs | 9.2 | Maintenance contractor's cost items | 9.2.15.1.18 | Sprinkler systems – inspections
9 | Maintenance contractor's management and administration costs | 9.2 | Maintenance contractor's cost items | 9.2.15.1.19 | Visual inspections of voids, cavities & the like
9 | Maintenance contractor's management and administration costs | 9.2 | Maintenance contractor's cost items | 9.2.15.1.20 | Water risk assessment (legionella)
9 | Maintenance contractor's management and administration costs | 9.2 | Maintenance contractor's cost items | 9.2.15.1.21 | Water sampling and testing – closed systems
9 | Maintenance contractor's management and administration costs | 9.2 | Maintenance contractor's cost items | 9.2.15.1.22 | Other operational tasks (type to be stated)
9 | Maintenance contractor's management and administration costs | 9.2 | Maintenance contractor's cost items | 9.2.16.1.1 | Ducting – volume control dampers (5 yearly)
9 | Maintenance contractor's management and administration costs | 9.2 | Maintenance contractor's cost items | 9.2.16.1.2 | Electrical Fixed wiring testing (2 to 5 yearly)
9 | Maintenance contractor's management and administration costs | 9.2 | Maintenance contractor's cost items | 9.2.16.1.3 | Hose reels – static and swinging (5 yearly)
9 | Maintenance contractor's management and administration costs | 9.2 | Maintenance contractor's cost items | 9.2.16.1.4 | Main switch panel at supply intake (2 yearly)
9 | Maintenance contractor's management and administration costs | 9.2 | Maintenance contractor's cost items | 9.2.16.1.5 | Portable appliance testing – (2 yearly)
9 | Maintenance contractor's management and administration costs | 9.2 | Maintenance contractor's cost items | 9.2.16.1.6 | Sprinkler systems (3 yearly, 5 yearly etc)
9 | Maintenance contractor's management and administration costs | 9.2 | Maintenance contractor's cost items | 9.2.16.1.7 | Suspended façade access equipment (10 yearly)
9 | Maintenance contractor's management and administration costs | 9.2 | Maintenance contractor's cost items | 9.2.16.1.8 | Insurance periodic inspections (2 yearly)
9 | Maintenance contractor's management and administration costs | 9.2 | Maintenance contractor's cost items | 9.2.16.1.9 | Vertical platform lifts (2 yearly)
9 | Maintenance contractor's management and administration costs | 9.2 | Maintenance contractor's cost items | 9.2.16.1.10 | Other periodic maintenance tasks (to be stated)
9 | Maintenance contractor's management and administration costs | 9.2 | Maintenance contractor's cost items | 9.2.16.2.1 | External walls – depending on finishes type
9 | Maintenance contractor's management and administration costs | 9.2 | Maintenance contractor's cost items | 9.2.16.2.2 | External windows and doors – timber or like
9 | Maintenance contractor's management and administration costs | 9.2 | Maintenance contractor's cost items | 9.2.16.2.3 | Internal walls, including skirtings
9 | Maintenance contractor's management and administration costs | 9.2 | Maintenance contractor's cost items | 9.2.16.2.4 | Internal ceilings
9 | Maintenance contractor's management and administration costs | 9.2 | Maintenance contractor's cost items | 9.2.16.2.5 | Internal windows and doors
10 | Maintenance contractor's overhead and profit | 10.1 | Maintenance contractor's overhead | 10.1.1.1 | Maintenance contractors overhead
10 |  | 10.2 | Maintenance contractor's profit | 10.2.2.1 | Project team and design team consultants and other specialist fees
11 | Consultant and specialist fees | 11.1 | Consultant's and specialist fees | 11.1.1.1 | Consultant's and specialist fees
11 | Consultant and specialist fees | 11.1 | Consultant's and specialist fees | 11.1.2.1 | Other consultant's fees
11 | Consultant and specialist fees | 11.1 | Consultant's and specialist fees | 11.1.3.1 | Site investigation fees
11 | Consultant and specialist fees | 11.1 | Consultant's and specialist fees | 11.1.4.1 | Specialist support consultants fees
11 | Consultant and specialist fees | 11.2 | Maintenance contractor's tender / pre-contract fees | 11.2.1.1 | Management and staff
11 | Consultant and specialist fees | 11.2 | Maintenance contractor's tender / pre-contract fees | 11.2.2.1 | Specialist support services fees
11 | Consultant and specialist fees | 11.2 | Maintenance contractor's tender / pre-contract fees | 11.2.3.1 | Temporary accommodation, services and facilities charges
11 | Consultant and specialist fees | 11.2 | Maintenance contractor's tender / pre-contract fees | 11.2.4.1 | Maintenance contractors overhead and profit
11 | Consultant and specialist fees | 11.3 | Maintenance contractor's design fees | 11.3.1.1 | Maintenance contractors design consultant's fees
12 | Employer definable maintenance related costs | 12.1 | Employer definable maintenance related costs | 12.1.1.1 | Land acquisition costs
12 | Employer definable maintenance related costs | 12.1 | Employer definable maintenance related costs | 12.1.2.1 | Employer finance costs
12 | Employer definable maintenance related costs | 12.1 | Employer definable maintenance related costs | 12.1.3.1 | Fees
12 | Employer definable maintenance related costs | 12.1 | Employer definable maintenance related costs | 12.1.4.1 | Charges
12 | Employer definable maintenance related costs | 12.1 | Employer definable maintenance related costs | 12.1.5 | Not covered by NRM 3
12 | Employer definable maintenance related costs | 12.1 | Employer definable maintenance related costs | 12.1.6.1 | Insurances
12 | Employer definable maintenance related costs | 12.1 | Employer definable maintenance related costs | 12.1.7.1 | Archaeological field work
12 | Employer definable maintenance related costs | 12.1 | Employer definable maintenance related costs | 12.1.8.1 | Other specialist fieldwork
12 | Employer definable maintenance related costs | 12.1 | Employer definable maintenance related costs | 12.1.9.1 | Decanting and relocation costs
12 | Employer definable maintenance related costs | 12.1 | Employer definable maintenance related costs | 12.1.10.1 | Fittings, furnishings and equipment
12 | Employer definable maintenance related costs | 12.1 | Employer definable maintenance related costs | 12.1.11.1 | Tenant's costs/ contributions
12 | Employer definable maintenance related costs | 12.1 | Employer definable maintenance related costs | 12.1.12.1 | Marketing costs
12 | Employer definable maintenance related costs | 12.1 | Employer definable maintenance related costs | 12.1.13.1 | Other employer costs
12 | Employer definable maintenance related costs | 12.1 | Employer definable maintenance related costs | 12.1.14.1 | Allowances
12 | Employer definable maintenance related costs | 12.1 | Employer definable maintenance related costs | 12.1.15.1 | Energy efficiency
12 | Employer definable maintenance related costs | 12.1 | Employer definable maintenance related costs | 12.1.16 | Not covered by NRM 3
12 | Employer definable maintenance related costs | 12.1 | Employer definable maintenance related costs | 12.1.17 | Not covered by NRM 3
12 | Employer definable maintenance related costs | 12.1 | Employer definable maintenance related costs | 12.1.18 | Taken elsewhere
12 | Employer definable maintenance related costs | 12.1 | Employer definable maintenance related costs | 12.1.19 | Not covered by NRM 3
12 | Employer definable maintenance related costs | 12.1 | Employer definable maintenance related costs | 12.1.20 | Not covered by NRM 3
13 | Risks | 13.1 | Design and installation risks | 13.1.1.1 | Design development and standards
13 | Risks | 13.1 | Design and installation risks | 13.1.1.2 | Construction installation legacy risks
13 | Risks | 13.1 | Design and installation risks | 13.1.1.3 | Handover
13 | Risks | 13.1 | Design and installation risks | 13.1.1.4 | Legislation and changing future regulations, e.g. Health & Safety at work
13 | Risks | 13.2 | Maintenance risks | 13.2.2.1 | Procurement
13 | Risks | 13.2 | Maintenance risks | 13.2.2.2 | Maintenance delivery
13 | Risks | 13.2 | Maintenance risks | 13.2.2.3 | Life cycle replacement works
13 | Risks | 13.3 | Employer change risks | 13.3.3.1 | Project brief
13 | Risks | 13.3 | Employer change risks | 13.3.3.2 | Scope creep
13 | Risks | 13.3 | Employer change risks | 13.3.3.3 | System redundancy
13 | Risks | 13.3 | Employer change risks | 13.3.3.4 | Timescales
13 | Risks | 13.4 | Employer other risks | 13.4.4.1 | Maintenance brief
13 | Risks | 13.4 | Employer other risks | 13.4.4.2 | Timescales
13 | Risks | 13.4 | Employer other risks | 13.4.4.3 | Third party
13 | Risks | 13.4 | Employer other risks | 13.4.4.4 | Management
14 | Inflation | 14.1 | Tender inflation | 14.1 | Tender inflation
14 | Inflation | 14.2 | Construction inflation | 14.2 | Construction inflation
14 | Inflation | 14.3 | Life cycle renewal inflation | 14.3 | Life cycle renewal inflation
14 | Inflation | 14.4 | Life cycle discount rate | 14.4 | Life cycle discount rate